{"text_format":"1","workbook":"xlsx","n_sheets":8,"sheets":["Selection","Tmax settings","ACS850_ACSM1_ACQ810","ACS800_04_230V_690V","ACS880-01_04","ACS580-01_04_400V","ACH580-01_04_400V","ACQ580-01_04_400V"],"not_rendered":{"charts":0,"images":7,"macros":1,"external_links":0,"defined_names":54,"comments":0,"pivot_tables":0},"unopened":[],"bounds":{"document_bytes":16777216,"sheet_cells":100000,"rows_first":2000,"rows_last":500,"rows_between":2000,"halvings":0,"cell_chars":16384,"cell_head_chars":4096},"cells_cut":0,"cells_raw":0,"read":"whole","date_system":"1900"}

{"sheet":"Selection","index":0,"n_rows":9,"n_cols":6,"rows_kept":9,"cut":false,"hidden":false,"merged":[[0,0,3,5],[6,1,6,2],[5,1,5,2],[4,0,4,5]]}
["ABB VSD PROTECTION SELECTION"]
[]
[]
[]
["VSD SELECTION"]
["PRODUCT FAMILY","PART NUMBER",null,"AUXILIARY VOLTAGE","PROTECTION TYPE","CLEAR SELECTION"]
[]
[]
["DRIVE PART NUMBER","AUX. VOLTAGE","PROTECTION CATEGORY","PROTECTION TYPE","PROTECTION PART NUMBER","QTY"]

{"sheet":"Tmax settings","index":1,"n_rows":61,"n_cols":17,"rows_kept":61,"cut":false,"hidden":false,"merged":[]}
[]
[]
[null,null,null,null,null,null,null,null,null,null,null,null,null,null,null,null,"ACS800 MCB:t ja MCCB:t taulukosta \"ACS800 mains cable fuses and circuit breakers\""]
[null,null,null,null,null,null,null,null,null,null,null,null,null,null,null,null,"ACS800 Nsin filtterit katalogista"]
[]
[]
[]
[]
[]
[]
[]
[]
[]
[]
[]
[]
[]
[]
[]
[]
[]
[]
[]
[]
[]
[]
[]
[]
[]
[]
[]
[]
[]
[]
[]
[]
[]
[]
[]
[]
["Relase and Tmax frame size"]
[null,"Electronic release PR22x must be used"]
[null,"Only the recommended Tmax frame size is allowed to be used"]
[]
["Settings"]
[null,"I1","I1*In >=Icntmax"]
[null,"t1","3s, if not mentioned otherwise"]
[null,"If S and I functions are alternative the I-function must be used"]
[null,"I3","3x"]
[null,"If bigger release than the recommended is used then smaller I-factor must be used to have the same RMS level (three times the nominal current (In) of the release unit)"]
[]
["Example"]
[null,"For Tmax T4 recommended release type is 250A, but 320A release module is used"]
[null,"The L-factor must have value 0.8 (250/320=0.78)"]
[null,"The I-factor must have value 2.5 (3*250/320=2.34)"]
[]
["Installation and placement"]
[null,"Follow instructions given by circuit breaker manufacturer on assembly conditions. Make sure that escaping hot ionised gases don't cause harm."]
[]
["Loadability"]
[null,"Follow instructions given by circuit breaker manufacturer on loadability under actual conditions."]

{"sheet":"ACS850_ACSM1_ACQ810","index":2,"n_rows":170,"n_cols":173,"rows_kept":170,"cut":false,"hidden":false,"merged":[[2,81,2,93],[2,3,2,4],[2,5,2,25],[2,26,2,41],[2,42,2,65],[2,66,2,80],[2,159,2,160],[2,161,2,172],[2,94,2,105],[2,106,2,109],[2,110,2,118],[2,119,2,148],[2,149,2,153],[2,154,2,158]]}
[null,null,null,"Supply cables",null,"Supply cable fuses (gG)",null,null,null,null,null,null,null,null,null,null,null,null,null,null,null,null,null,null,null,null,"Supply cable fuses (aR)",null,null,null,null,null,null,null,null,null,null,null,null,null,null,null,"Supply cable fuses (UL)",null,null,null,null,null,null,null,null,null,null,null,null,null,null,null,null,null,null,null,null,null,null,null,"DC connection fuses (aR)",null,null,null,null,null,null,null,null,null,null,null,null,null,null,"Miniature circuit breakers (MCB) for max. 400V supply",null,null,null,null,null,null,null,null,null,null,null,null,"Miniature circuit breakers (MCB) for max. 500V supply",null,null,null,null,null,null,null,null,null,null,null,"Limiters for S800 series MCB's",null,null,null,"Moulded case circuit breakers (MCCB)",null,null,null,null,null,null,null,null,"Main Contactor",null,null,null,null,null,null,null,null,null,null,null,null,null,null,null,null,null,null,null,null,null,null,null,null,null,null,null,null,null,"du/dt filters (IP22)",null,null,null,null,"du/dt filters (IP54)",null,null,null,null,"du/dt filters (IP00)",null,"Braking resistors"]
[]
["Type",null,"Current rating","Mains Cables",null,"gG Fuses",null,null,null,null,null,null,null,null,null,null,null,null,null,null,null,null,null,null,null,null,"aR Fuses",null,null,null,null,null,null,null,null,null,null,null,null,null,null,null,"UL Fuses",null,null,null,null,null,null,null,null,null,null,null,null,null,null,null,null,null,null,null,null,null,null,null,"aR Fuses",null,null,null,null,null,null,null,null,null,null,null,null,null,null,"Miniature circuit breakers (MCB)",null,null,null,null,null,null,null,null,null,null,null,null,"Miniature circuit breakers (MCB)",null,null,null,null,null,null,null,null,null,null,null,"Limiters",null,null,null,"Moulded case circuit breakers (MCCB)",null,null,null,null,null,null,null,null,"Contactor",null,null,null,null,null,null,null,null,null,null,null,null,null,null,null,null,null,null,null,null,null,null,null,null,null,null,null,null,null,"du/dt filters",null,null,null,null,"du/dt filters",null,null,null,null,"du/dt filters",null,"Braking resistors"]
[null,null,null,null,null,"gG","gG","gG","gG","gG","gG","gG","gG","gG","gG","gG","gG","gG","gG","gG","gG","gG","gG","gG","gG",null,null,"aR","aR","aR","aR","aR","aR","aR Fuses","aR","aR Fuses","aR","aR Fuses","aR","aR Fuses","aR","aR Fuses","UL Class T / CSA HRCI-T","UL Class T / CSA HRCI-T","UL Class T / CSA HRCI-T","UL Class T / CSA HRCI-T","UL Class T / CSA HRCI-T","UL Class T / CSA HRCI-T","UL Class T / CSA HRCI-T","UL Class T / CSA HRCI-T","UL Class T / CSA HRCI-T","UL Class T / CSA HRCI-T","UL Class T / CSA HRCI-T","UL Class T / CSA HRCI-T","UL Class T / CSA HRCI-T","UL Class T / CSA HRCI-T","UL Class T / CSA HRCI-T","UL Class T / CSA HRCI-T","UL Class T / CSA HRCI-T","UL Class T / CSA HRCI-T","UL Class T / CSA HRCI-T","UL Class T / CSA HRCI-T","UL Class T / CSA HRCI-T","UL Class L / CSA HRCI-L","UL Class L / CSA HRCI-L","L-class","aR","aR","aR","aR","aR","aR","aR","aR","aR","aR","aR","aR","aR","aR","aR","Icu = 15kA@400V","Icu = 15kA@400V","Icu = 15kA@400V","Icu = 15kA@400V","Icu = 15kA@400V","Icu = 15kA@400V","Icu = 15kA@400V","Icu = 15kA@400V","Icu = 15kA@400V","Icu = 15kA@400V","Icu = 50kA@400V","Icu = 50kA@400V",null,"Icu = 15kA@500V","Icu = 15kA@500V","Icu = 15kA@500V","Icu = 15kA@500V","Icu = 15kA@500V","Icu = 15kA@500V","Icu = 15kA@500V","Icu = 15kA@500V","Icu = 15kA@500V","Icu = 15kA@500V","Icu = 10kA@500V",null,"Icu = 100kA@400V, 50kA@500V","Icu = 100kA@400V, 50kA@500V","Icu = 100kA@400V, 50kA@500V",null,null,"Icu = 85kA@400V","Icu = 120kA@400V","Icu = 120kA@400V","Icu = 120kA@400V","Tmax Moulded Case Circuit Breaker","Icu = 100kA@400V","Tmax Moulded Case Circuit Breaker","Tmax Moulded Case Circuit Breaker","Contactor","Contactor","Contactor","Contactor","Contactor","Contactor","Contactor","Contactor","Contactor","Contactor","Contactor","Contactor","Contactor","Contactor","Contactor","Contactor","Contactor","Contactor","Contactor","Contactor","Contactor","Contactor","Contactor","Contactor","Contactor","Contactor","Contactor","Contactor","Contactor","Contactor","IP22","IP22","IP22","IP22",null,"IP54","IP54","IP54","IP54",null,"du/dt filters unprotected (IP00)","du/dt filters unprotected (IP00)","IP20","IP20","IP20","IP20","IP20","IP20","IP20","IP20","IP20","IP20","IP20"]
[null,null,"I2N",null,null,"ABB: OFAF000H6, 6A/500V, DIN000","ABB: OFAF000H10, 10A/500V, DIN000","ABB: OFAF000H16, 16A/500V, DIN000","ABB: OFAF000H20, 20A/500V, DIN000","ABB: OFAF000H25, 25A/500V, DIN000","ABB: OFAF000H32, 32A/500V, DIN000","ABB: OFAF000H40, 40A/500V, DIN000","ABB: OFAF000H50, 50A/500V, DIN000","ABB: OFAF000H63, 63A/500V, DIN000","ABB: OFAF000H80, 80A/500V, DIN000","ABB: OFAF000H100, 100A/500V, DIN000","ABB: OFAF00H125, 125A/500V, DIN00","ABB: OFAF00H160, 160A/500V, DIN00","ABB: OFAF1H200, 200A/500V, DIN1","ABB: OFAF1H224, 224A/500V, DIN1","ABB: OFAF1H250, 250A/500V,  DIN1","ABB: OFAF2H315, 315A/500V, DIN2","ABB: OFAF3H500, 500A/500V, DIN3","ABB: OFAF3H630, 630A/500V, DIN3","ABB: OFAF3H800, 800A/500V, DIN3","gG fuse is too slow for this drive","NOT DEFINED","Bussmann: 170M1569, 160A/690V, DIN000","Bussmann: 170M1572, 315A/690V, DIN000","Bussmann: 170M3817, 315A/690V, DIN1","Bussmann: 170M3819, 400A/690V, DIN1","Bussmann: 170M5810, 500A/690V, DIN2","Bussmann: 170M5811, 550A/690V, DIN2","Bussmann: 170M6810D 630A, 690V, 490 kA2s","Bussmann: 170M6812, 800A/690V, DIN3","Bussmann: 170M6812D 800A, 690V, 490 kA2s","Bussmann: 170M6814, 1000A/690V, DIN3","Bussmann: 170M6814D 1000A, 690V, 985 kA2s","Bussmann: 170M8554, 1250A/690V, DIN3","Bussmann: 170M8554D 1250A, 690V, 2150 kA2s","Bussmann: 170M8555, 1400A/690V, DIN3","Bussmann: 170M8557D 1600A, 690V,4150 kA2s","Bussmann: JJS-6, 6A/600V","Bussmann: JJS-10, 10A/600V","Bussmann: JJS-15, 15A/600V","Bussmann: JJS-20, 20A/600V","Bussmann: JJS-25, 25A/600V","Bussmann: JJS-35, 35A/600V","Bussmann: JJS-45, 45A/600V","Bussmann: JJS-50, 50A/600V","Bussmann: JJS-70, 70A/600V","Bussmann: JJS-80, 80A/600V","Bussmann: JJS-100, 100A/600V","Bussmann: JJS-125, 125A/600V","Bussmann: JJS-150, 150A/600V","Bussmann: JJS-200, 200A/600V","Bussmann: JJS-225, 225A/600V","Bussmann: JJS-250, 250A/600V","Bussmann: JJS-300, 300A/600V","Bussmann: JJS-350, 350A/600V","Bussmann: JJS-400, 400A/600V","Bussmann: JJS-500, 500A/600V","Bussmann: JJS-600, 600A/600V","Ferraz: A4BY800, 800A/600V","Ferraz: A4BY900, 900A/600V","Ferraz: A4BY1000, 1000A/600V ","Bussmann: 170M1559, 16A/690V, DIN000","Bussmann: 170M1560, 20A/690V, DIN000","Bussmann: 170M1562, 32A/690V, DIN000","Bussmann: 170M1565, 63A/690V, DIN000","Bussmann: 170M1567, 100A/690V, DIN000","Bussmann: 170M1569, 160A/690V, DIN000","Bussmann: 170M3815, 200A/690V, DIN1","Bussmann: 170M3817, 315A/690V, DIN1","Bussmann: 170M3819, 400A/690V, DIN1","Bussmann: 170M5810, 500A/690V, DIN2","Bussmann: 170M5811, 550A/690V, DIN2","Bussmann: 170M6812, 800A/690V, DIN3","Bussmann: 170M6814, 1000A/690V, DIN3","Bussmann: 170M8554, 1250A/690V, DIN3","Bussmann: 170M8557, 1600A/690V, DIN3","S 203 M-K06","S 203 M-K10","S 203 M-K13","S 203 M-K16","S 203 M-K20","S 203 M-K25","S 203 M-K32","S 203 M-K40","S 203 M-K50","S 203 M-K63","S 803 S-K80","S 803 S-K100","NOT AVAILABLE ","S 803 S-K10","S 803 S-K13","S 803 S-K16","S 803 S-K20","S 803 S-K25","S 803 S-K32","S 803 S-K40","S 803 S-K50","S 803 S-K63","S 803 S-K80","S 803 S-K100","NOT AVAILABLE","S 803 S-SCL32","S 803 S-SCL63","S 803 S-SCL125","NOT AVAILABLE","NOT AVAILABLE","T2L160 PR221DS-LS/I","T4L250 PR221DS-LS/I","T4L320 PR221DS-LS/I","T5L630 PR221DS-LS/I","ABB: 1SDA054412R1 (T5H 630 PR221DS-LS/I In=630 3p F F)","T6L800 PR221DS-LS/I","ABB: 1SDA069428R1 (T6V 800 PR221DS-LS/I In=800 3p F F)","ABB: 1SDA062770R1 (T7H 1000 PR231/P LS/I In=1000A 3p F F)","ABB: A9-30-22-80 (25A,690V 220-230V/50Hz)","ABB: A9-30-22-84 (25A,690V 110-1200V/60Hz)","ABB: A12-30-22-80 (27A,690V 220-230V/50Hz)","ABB: A12-30-22-84 (27A,690V 110-1200V/60Hz)","ABB: A16-30-22-80 (30A,690V 220-230V/50Hz)","ABB: A16-30-22-84 (30A,690V 110-1200V/60Hz)","ABB: A26-30-22-80 (45A,690V 220-230V/50Hz)","ABB: A26-30-22-84 (45A,690V 110-1200V/60Hz)","ABB: A30-30-22-80 (55A,690V 220-230V/50Hz)","ABB: A30-30-22-84 (55A,690V 110-1200V/60Hz)","ABB: A40-30-22-80 (60A,690V 220-230V/50Hz)","ABB: A40-30-22-84 (60A,690V 110-1200V/60Hz)","ABB: A50-30-22-80 (100A,690V 220-230V/50Hz)","ABB: A50-30-22-84 (100A,690V 110-1200V/60Hz)","ABB: A75-30-22-80 (125A,690V 220-230V/50Hz)","ABB: A75-30-22-84 (125A,690V 110-1200V/60Hz)","ABB: A110-30-22-80 (160A,690V 220-230V/50Hz)","ABB: A110-30-22-84 (160A,690V 110-1200V/60Hz)","ABB: A145-30-22-80\n(250A,1000V 220-230V/50Hz)","ABB: A145-30-22-84\n(250A,1000V 110-120V/60Hz)","ABB: A185-30-22-80\n(275A,1000V 220-230V/50Hz)","ABB: A185-30-22-84\n(275A,1000V 110-120V/60Hz)","ABB: A210-30-22-80\n(350A,1000V 220-230V/50Hz)","ABB: A210-30-22-84\n(350A,1000V 110-120V/60Hz)","ABB: A300-30-22-80\n(450A,1000V 220-230V/50Hz)","ABB: A300-30-22-84\n(450A,1000V 110-120V/60Hz)","ABB: AF400-30-22-70\n(600A,1000V 100-250V/50-60Hz)","ABB: AF460-30-22-70\n(700A,1000V 100-250V/50-60Hz)","ABB: AF580-30-22-70\n(800A,1000V 100-250V/50-60Hz)","ABB: AF750-30-22-70\n(1050A,1000V 100-250V/50-60Hz)","NOCH0016-62","NOCH0030-62","NOCH0070-62","NOCH0120-62","NOT AVAILABLE","NOCH0016-65","NOCH0030-65","NOCH0070-65","NOCH0120-65","NOT AVAILABLE","ABB Drives: FOCH0610-70","ABB Drives: FOCH0875-70","JBR-01","JBR-03","JBR-04","JBR-05","JBR-06","JBR-09","SAFUR90F575","SAFUR80F500","SAFUR125F500","SAFUR200F500","SAFUR210F575","NOT AVAILABLE"]
[null,"Frame",null,null,null,"230/115","230/115","230/115","230/115","230/115","230/115","230/115","230/115","230/115","230/115","230/115","230/115","230/115","230/115","230/115","230/115","230/115","230/115","230/115","230/115",null,"230/115","230/115","230/115","230/115","230/115","230/115","230/115","230/115","230/115","230/115","230/115","230/115","230/115","230/115","230/115","230/115","230/115","230/115","230/115","230/115","230/115","230/115","230/115","230/115","230/115","230/115","230/115","230/115","230/115","230/115","230/115","230/115","230/115","230/115","230/115","230/115","230/115","230/115","230/115","230/115","230/115","230/115","230/115","230/115","230/115","230/115","230/115","230/115","230/115","230/115","230/115","230/115","230/115","230/115","230/115","230/115","230/115","230/115","230/115","230/115","230/115","230/115","230/115","230/115","230/115","230/115","230/115","230/115","230/115","230/115","230/115","230/115","230/115","230/115","230/115","230/115","230/115","230/115","230/115","230/115","230/115","230/115","230/115","230/115","230/115","230/115","230/115","230/115","230/115","230/115","230/115","230/115","230/115",230,115,230,115,230,115,230,115,230,115,230,115,230,115,230,115,230,115,230,115,230,115,230,115,230,115,"230/115","230/115","230/115","230/115","230/115","230/115","230/115","230/115","230/115","230/115","230/115","230/115","230/115","230/115","230/115","230/115","230/115","230/115","230/115","230/115","230/115","230/115","230/115","230/115","230/115","230/115","230/115","230/115"]
[null,null,null,null,"Remarks ->","See Hardware manual for additional requirements on fuse selection","See Hardware manual for additional requirements on fuse selection","See Hardware manual for additional requirements on fuse selection","See Hardware manual for additional requirements on fuse selection","See Hardware manual for additional requirements on fuse selection","See Hardware manual for additional requirements on fuse selection","See Hardware manual for additional requirements on fuse selection","See Hardware manual for additional requirements on fuse selection","See Hardware manual for additional requirements on fuse selection","See Hardware manual for additional requirements on fuse selection","See Hardware manual for additional requirements on fuse selection","See Hardware manual for additional requirements on fuse selection","See Hardware manual for additional requirements on fuse selection","See Hardware manual for additional requirements on fuse selection","See Hardware manual for additional requirements on fuse selection","See Hardware manual for additional requirements on fuse selection","See Hardware manual for additional requirements on fuse selection","See Hardware manual for additional requirements on fuse selection","See Hardware manual for additional requirements on fuse selection","See Hardware manual for additional requirements on fuse selection","See aR or UL fuses","See gG or UL fuses","See Hardware manual for additional requirements on fuse selection","See Hardware manual for additional requirements on fuse selection","See Hardware manual for additional requirements on fuse selection","See Hardware manual for additional requirements on fuse selection","See Hardware manual for additional requirements on fuse selection","See Hardware manual for additional requirements on fuse selection","See Hardware manual for additional requirements on fuse selection","See Hardware manual for additional requirements on fuse selection","See Hardware manual for additional requirements on fuse selection","See Hardware manual for additional requirements on fuse selection","See Hardware manual for additional requirements on fuse selection","See Hardware manual for additional requirements on fuse selection","See Hardware manual for additional requirements on fuse selection","See Hardware manual for additional requirements on fuse selection","See Hardware manual for additional requirements on fuse selection","See Hardware manual for additional requirements on fuse selection","See Hardware manual for additional requirements on fuse selection","See Hardware manual for additional requirements on fuse selection","See Hardware manual for additional requirements on fuse selection","See Hardware manual for additional requirements on fuse selection","See Hardware manual for additional requirements on fuse selection","See Hardware manual for additional requirements on fuse selection","See Hardware manual for additional requirements on fuse selection","See Hardware manual for additional requirements on fuse selection","See Hardware manual for additional requirements on fuse selection","See Hardware manual for additional requirements on fuse selection","See Hardware manual for additional requirements on fuse selection","See Hardware manual for additional requirements on fuse selection","See Hardware manual for additional requirements on fuse selection","See Hardware manual for additional requirements on fuse selection","See Hardware manual for additional requirements on fuse selection","See Hardware manual for additional requirements on fuse selection","See Hardware manual for additional requirements on fuse selection","See Hardware manual for additional requirements on fuse selection","See Hardware manual for additional requirements on fuse selection","See Hardware manual for additional requirements on fuse selection","See Hardware manual for additional requirements on fuse selection","See Hardware manual for additional requirements on fuse selection","See Hardware manual for additional requirements on fuse selection","See Hardware manual for additional requirements on fuse selection","See Hardware manual for additional requirements on fuse selection","See Hardware manual for additional requirements on fuse selection","See Hardware manual for additional requirements on fuse selection","See Hardware manual for additional requirements on fuse selection","See Hardware manual for additional requirements on fuse selection","See Hardware manual for additional requirements on fuse selection","See Hardware manual for additional requirements on fuse selection","See Hardware manual for additional requirements on fuse selection","See Hardware manual for additional requirements on fuse selection","See Hardware manual for additional requirements on fuse selection","See Hardware manual for additional requirements on fuse selection","See Hardware manual for additional requirements on fuse selection","See Hardware manual for additional requirements on fuse selection","See Hardware manual for additional requirements on fuse selection",null,null,null,null,null,null,null,null,null,null,null,null,"See MCCB's"," ",null,null,null,null,null,null,null,null,null,null,"See MCCB's"," ",null,null,"See MCCB's","See MCB's","Please see \"Tmax settings\" sheet for correct MCCB settings","Please see \"Tmax settings\" sheet for correct MCCB settings","Please see \"Tmax settings\" sheet for correct MCCB settings","Please see \"Tmax settings\" sheet for correct MCCB settings","Please see \"Tmax settings\" sheet for correct MCCB settings","Please see \"Tmax settings\" sheet for correct MCCB settings","Please see \"Tmax settings\" sheet for correct MCCB settings","Please see \"Tmax settings\" sheet for correct MCCB settings"]
[]
["UN = 200 … 240 V",null,null,"Cu","Al"]
["ACS850-04-03A0-2","R2",3,"3x1.5+1.5","-",3,null,null,null,null,null,null,null,null,null,null,null,null,null,null,null,null,null,null,null,null,"x",null,null,null,null,null,null,null,null,null,null,null,null,null,null,null,3,null,null,null,null,null,null,null,null,null,null,null,null,null,null,null,null,null,null,null,null,null,null,null,2,null,null,null,null,null,null,null,null,null,null,null,null,null,null,1,null,null,null,null,null,null,null,null,null,null,null,null,1,null,null,null,null,null,null,null,null,null,null,null,1,null,null,null,"x",null,null,null,null,null,null,null,null,1,null,null,null,null,null,null,null,null,null,null,null,null,null,null,null,null,null,null,null,null,null,null,null,null,null,null,null,null,null,1,null,null,null,null,1,null,null,null,null,null,null,1]
["ACS850-04-03A6-2","R2",3.6,"3x1.5+1.5","-",3,null,null,null,null,null,null,null,null,null,null,null,null,null,null,null,null,null,null,null,null,"x",null,null,null,null,null,null,null,null,null,null,null,null,null,null,null,3,null,null,null,null,null,null,null,null,null,null,null,null,null,null,null,null,null,null,null,null,null,null,null,2,null,null,null,null,null,null,null,null,null,null,null,null,null,null,1,null,null,null,null,null,null,null,null,null,null,null,null,1,null,null,null,null,null,null,null,null,null,null,null,1,null,null,null,"x",null,null,null,null,null,null,null,null,1,null,null,null,null,null,null,null,null,null,null,null,null,null,null,null,null,null,null,null,null,null,null,null,null,null,null,null,null,null,1,null,null,null,null,1,null,null,null,null,null,null,1]
["ACS850-04-04A8-2","R2",4.8,"3x1.5+1.5","-",null,3,null,null,null,null,null,null,null,null,null,null,null,null,null,null,null,null,null,null,null,"x",null,null,null,null,null,null,null,null,null,null,null,null,null,null,null,null,3,null,null,null,null,null,null,null,null,null,null,null,null,null,null,null,null,null,null,null,null,null,null,2,null,null,null,null,null,null,null,null,null,null,null,null,null,null,null,1,null,null,null,null,null,null,null,null,null,null,null,1,null,null,null,null,null,null,null,null,null,null,null,1,null,null,null,"x",null,null,null,null,null,null,null,null,1,null,null,null,null,null,null,null,null,null,null,null,null,null,null,null,null,null,null,null,null,null,null,null,null,null,null,null,null,null,1,null,null,null,null,1,null,null,null,null,null,null,1]
["ACS850-04-06A0-2","R2",6,"3x1.5+1.5","-",null,3,null,null,null,null,null,null,null,null,null,null,null,null,null,null,null,null,null,null,null,"x",null,null,null,null,null,null,null,null,null,null,null,null,null,null,null,null,3,null,null,null,null,null,null,null,null,null,null,null,null,null,null,null,null,null,null,null,null,null,null,2,null,null,null,null,null,null,null,null,null,null,null,null,null,null,null,null,1,null,null,null,null,null,null,null,null,null,null,null,1,null,null,null,null,null,null,null,null,null,null,1,null,null,null,"x",null,null,null,null,null,null,null,null,1,null,null,null,null,null,null,null,null,null,null,null,null,null,null,null,null,null,null,null,null,null,null,null,null,null,null,null,null,null,1,null,null,null,null,1,null,null,null,null,null,null,1]
["ACS850-04-08A0-2","R2",8,"3x1.5+1.5","-",null,null,3,null,null,null,null,null,null,null,null,null,null,null,null,null,null,null,null,null,null,"x",null,null,null,null,null,null,null,null,null,null,null,null,null,null,null,null,null,3,null,null,null,null,null,null,null,null,null,null,null,null,null,null,null,null,null,null,null,null,null,2,null,null,null,null,null,null,null,null,null,null,null,null,null,null,null,null,null,1,null,null,null,null,null,null,null,null,null,null,null,1,null,null,null,null,null,null,null,null,null,1,null,null,null,"x",null,null,null,null,null,null,null,null,1,null,null,null,null,null,null,null,null,null,null,null,null,null,null,null,null,null,null,null,null,null,null,null,null,null,null,null,null,null,1,null,null,null,null,1,null,null,null,null,null,null,1]
["ACS850-04-010A-2","R3",10,"3x2.5+2.5","-",null,null,3,null,null,null,null,null,null,null,null,null,null,null,null,null,null,null,null,null,null,"x",null,null,null,null,null,null,null,null,null,null,null,null,null,null,null,null,null,3,null,null,null,null,null,null,null,null,null,null,null,null,null,null,null,null,null,null,null,null,null,null,2,null,null,null,null,null,null,null,null,null,null,null,null,null,null,null,null,1,null,null,null,null,null,null,null,null,null,null,null,1,null,null,null,null,null,null,null,null,null,1,null,null,null,"x",null,null,null,null,null,null,null,null,1,null,null,null,null,null,null,null,null,null,null,null,null,null,null,null,null,null,null,null,null,null,null,null,null,null,null,null,null,null,1,null,null,null,null,1,null,null,null,null,null,null,null,1]
["ACS850-04-014A-2","R3",14,"3x2.5+2.5","-",null,null,null,3,null,null,null,null,null,null,null,null,null,null,null,null,null,null,null,null,null,"x",null,null,null,null,null,null,null,null,null,null,null,null,null,null,null,null,null,null,3,null,null,null,null,null,null,null,null,null,null,null,null,null,null,null,null,null,null,null,null,null,null,2,null,null,null,null,null,null,null,null,null,null,null,null,null,null,null,null,1,null,null,null,null,null,null,null,null,null,null,null,1,null,null,null,null,null,null,null,null,1,null,null,null,"x",null,null,null,null,null,null,null,null,1,null,null,null,null,null,null,null,null,null,null,null,null,null,null,null,null,null,null,null,null,null,null,null,null,null,null,null,null,null,1,null,null,null,null,1,null,null,null,null,null,null,null,null,1]
["ACS850-04-018A-2","R3",18,"3x4+4","-",null,null,null,null,3,null,null,null,null,null,null,null,null,null,null,null,null,null,null,null,null,"x",null,null,null,null,null,null,null,null,null,null,null,null,null,null,null,null,null,null,null,3,null,null,null,null,null,null,null,null,null,null,null,null,null,null,null,null,null,null,null,null,null,2,null,null,null,null,null,null,null,null,null,null,null,null,null,null,null,null,null,1,null,null,null,null,null,null,null,null,null,null,null,1,null,null,null,null,null,null,null,1,null,null,null,"x",null,null,null,null,null,null,null,null,1,null,null,null,null,null,null,null,null,null,null,null,null,null,null,null,null,null,null,null,null,null,null,null,null,null,null,null,null,null,1,null,null,null,null,1,null,null,null,null,null,null,null,null,1]
["ACS850-04-025A-2","R4",25,"3x6+6","3x25+16Cu",null,null,null,null,3,null,null,null,null,null,null,null,null,null,null,null,null,null,null,null,null,"x",null,null,null,null,null,null,null,null,null,null,null,null,null,null,null,null,null,null,null,3,null,null,null,null,null,null,null,null,null,null,null,null,null,null,null,null,null,null,null,null,null,null,2,null,null,null,null,null,null,null,null,null,null,null,null,null,null,null,null,null,1,null,null,null,null,null,null,null,null,null,null,null,1,null,null,null,null,null,null,null,1,null,null,"x",null,null,null,null,null,null,null,null,null,null,1,null,null,null,null,null,null,null,null,null,null,null,null,null,null,null,null,null,null,null,null,null,null,null,null,null,null,null,null,1,null,null,null,null,1,null,null,null,null,null,null,null,null,1]
["ACS850-04-030A-2","R4",30,"3x6+6","3x25+16Cu",null,null,null,null,null,3,null,null,null,null,null,null,null,null,null,null,null,null,null,null,null,"x",null,null,null,null,null,null,null,null,null,null,null,null,null,null,null,null,null,null,null,null,3,null,null,null,null,null,null,null,null,null,null,null,null,null,null,null,null,null,null,null,null,null,2,null,null,null,null,null,null,null,null,null,null,null,null,null,null,null,null,null,null,1,null,null,null,null,null,null,null,null,null,null,null,1,null,null,null,null,null,null,1,null,null,"x",null,null,null,null,null,null,null,null,null,null,null,null,1,null,null,null,null,null,null,null,null,null,null,null,null,null,null,null,null,null,null,null,null,null,null,null,null,null,null,1,null,null,null,null,1,null,null,null,null,null,null,null,null,1]
["ACS850-04-035A-2","R5",35,"3x10+10","3x25+16Cu",null,null,null,null,null,null,3,null,null,null,null,null,null,null,null,null,null,null,null,null,null,"x",null,null,null,null,null,null,null,null,null,null,null,null,null,null,null,null,null,null,null,null,3,null,null,null,null,null,null,null,null,null,null,null,null,null,null,null,null,null,null,null,null,null,null,2,null,null,null,null,null,null,null,null,null,null,null,null,null,null,null,null,null,1,null,null,null,null,null,null,null,null,null,null,null,1,null,null,null,null,null,null,1,null,null,"x",null,null,null,null,null,null,null,null,null,null,null,null,null,null,1,null,null,null,null,null,null,null,null,null,null,null,null,null,null,null,null,null,null,null,null,null,null,null,null,1,null,null,null,null,1,null,null,null,null,null,null,null,null,1]
["ACS850-04-044A-2","R5",44,"3x10+10","3x25+16Cu",null,null,null,null,null,null,null,3,null,null,null,null,null,null,null,null,null,null,null,null,null,"x",null,null,null,null,null,null,null,null,null,null,null,null,null,null,null,null,null,null,null,null,null,3,null,null,null,null,null,null,null,null,null,null,null,null,null,null,null,null,null,null,null,null,null,2,null,null,null,null,null,null,null,null,null,null,null,null,null,null,null,null,null,null,1,null,null,null,null,null,null,null,null,null,null,null,1,null,null,null,null,null,1,null,null,"x",null,null,null,null,null,null,null,null,null,null,null,null,null,null,null,null,1,null,null,null,null,null,null,null,null,null,null,null,null,null,null,null,null,null,null,null,null,null,null,null,1,null,null,null,null,1,null,null,null,null,null,null,null,null,1]
["ACS850-04-050A-2","R5",50,"3x16+10","3x25+16Cu",null,null,null,null,null,null,null,3,null,null,null,null,null,null,null,null,null,null,null,null,null,"x",null,null,null,null,null,null,null,null,null,null,null,null,null,null,null,null,null,null,null,null,null,null,3,null,null,null,null,null,null,null,null,null,null,null,null,null,null,null,null,null,null,null,null,2,null,null,null,null,null,null,null,null,null,null,null,null,null,null,null,null,null,null,null,1,null,null,null,null,null,null,null,null,null,null,null,1,null,null,null,null,1,null,null,"x",null,null,null,null,null,null,null,null,null,null,null,null,null,null,null,null,1,null,null,null,null,null,null,null,null,null,null,null,null,null,null,null,null,null,null,null,null,null,null,null,1,null,null,null,null,1,null,null,null,null,null,null,null,null,1]
["ACS850-04-061A-2","R6",61,"3x25+16","3x25+16Cu",null,null,null,null,null,null,null,null,3,null,null,null,null,null,null,null,null,null,null,null,null,"x",null,null,null,null,null,null,null,null,null,null,null,null,null,null,null,null,null,null,null,null,null,null,null,3,null,null,null,null,null,null,null,null,null,null,null,null,null,null,null,null,null,null,null,null,2,null,null,null,null,null,null,null,null,null,null,null,null,null,null,null,null,null,null,null,1,null,null,null,null,null,null,null,null,null,null,null,1,null,null,null,null,1,null,"x",null,null,null,null,null,null,null,null,null,null,null,null,null,null,null,null,null,null,1,null,null,null,null,null,null,null,null,null,null,null,null,null,null,null,null,null,null,null,null,null,1,null,null,null,null,1,null,null,null,null,null,null,null,null,1]
["ACS850-04-078A-2","R6",78,"3x35+16","3x50+16Cu",null,null,null,null,null,null,null,null,null,3,null,null,null,null,null,null,null,null,null,null,null,"x",null,null,null,null,null,null,null,null,null,null,null,null,null,null,null,null,null,null,null,null,null,null,null,null,3,null,null,null,null,null,null,null,null,null,null,null,null,null,null,null,null,null,null,null,2,null,null,null,null,null,null,null,null,null,null,null,null,null,null,null,null,null,null,null,null,1,null,null,null,null,null,null,null,null,null,null,null,1,null,null,null,1,null,"x",null,null,null,null,null,null,null,null,null,null,null,null,null,null,null,null,null,null,null,null,1,null,null,null,null,null,null,null,null,null,null,null,null,null,null,null,null,null,null,null,1,null,null,null,null,1,null,null,null,null,null,null,null,null,1]
["ACS850-04-094A-2","R6",94,"3x35+16","3x70+21Cu",null,null,null,null,null,null,null,null,null,null,3,null,null,null,null,null,null,null,null,null,null,"x",null,null,null,null,null,null,null,null,null,null,null,null,null,null,null,null,null,null,null,null,null,null,null,null,null,3,null,null,null,null,null,null,null,null,null,null,null,null,null,null,null,null,null,null,2,null,null,null,null,null,null,null,null,null,null,null,null,null,null,null,null,null,null,null,null,1,null,null,null,null,null,null,null,null,null,null,null,1,null,null,null,1,null,"x",null,null,null,null,null,null,null,null,null,null,null,null,null,null,null,null,null,null,null,null,1,null,null,null,null,null,null,null,null,null,null,null,null,null,null,null,null,null,null,null,null,1,null,null,null,null,1,null,null,null,null,null,null,null,1]
["UN = 380 … 500 V",null,null,"Cu","Al"]
["ACS850-04-03A0-5","R2",3,"3x1.5+1.5","-",3,null,null,null,null,null,null,null,null,null,null,null,null,null,null,null,null,null,null,null,null,"x",null,null,null,null,null,null,null,null,null,null,null,null,null,null,null,3,null,null,null,null,null,null,null,null,null,null,null,null,null,null,null,null,null,null,null,null,null,null,null,2,null,null,null,null,null,null,null,null,null,null,null,null,null,null,1,null,null,null,null,null,null,null,null,null,null,null,null,1,null,null,null,null,null,null,null,null,null,null,null,1,null,null,null,"x",null,null,null,null,null,null,null,null,1,null,null,null,null,null,null,null,null,null,null,null,null,null,null,null,null,null,null,null,null,null,null,null,null,null,null,null,null,null,1,null,null,null,null,1,null,null,null,null,null,null,1]
["ACS850-04-03A6-5","R2",3.6,"3x1.5+1.5","-",3,null,null,null,null,null,null,null,null,null,null,null,null,null,null,null,null,null,null,null,null,"x",null,null,null,null,null,null,null,null,null,null,null,null,null,null,null,3,null,null,null,null,null,null,null,null,null,null,null,null,null,null,null,null,null,null,null,null,null,null,null,2,null,null,null,null,null,null,null,null,null,null,null,null,null,null,1,null,null,null,null,null,null,null,null,null,null,null,null,1,null,null,null,null,null,null,null,null,null,null,null,1,null,null,null,"x",null,null,null,null,null,null,null,null,1,null,null,null,null,null,null,null,null,null,null,null,null,null,null,null,null,null,null,null,null,null,null,null,null,null,null,null,null,null,1,null,null,null,null,1,null,null,null,null,null,null,1]
["ACS850-04-04A8-5","R2",4.8,"3x1.5+1.5","-",null,3,null,null,null,null,null,null,null,null,null,null,null,null,null,null,null,null,null,null,null,"x",null,null,null,null,null,null,null,null,null,null,null,null,null,null,null,null,3,null,null,null,null,null,null,null,null,null,null,null,null,null,null,null,null,null,null,null,null,null,null,2,null,null,null,null,null,null,null,null,null,null,null,null,null,null,null,1,null,null,null,null,null,null,null,null,null,null,null,1,null,null,null,null,null,null,null,null,null,null,null,1,null,null,null,"x",null,null,null,null,null,null,null,null,1,null,null,null,null,null,null,null,null,null,null,null,null,null,null,null,null,null,null,null,null,null,null,null,null,null,null,null,null,null,1,null,null,null,null,1,null,null,null,null,null,null,1]
["ACS850-04-06A0-5","R2",6,"3x1.5+1.5","-",null,3,null,null,null,null,null,null,null,null,null,null,null,null,null,null,null,null,null,null,null,"x",null,null,null,null,null,null,null,null,null,null,null,null,null,null,null,null,3,null,null,null,null,null,null,null,null,null,null,null,null,null,null,null,null,null,null,null,null,null,null,2,null,null,null,null,null,null,null,null,null,null,null,null,null,null,null,null,1,null,null,null,null,null,null,null,null,null,null,null,1,null,null,null,null,null,null,null,null,null,null,1,null,null,null,"x",null,null,null,null,null,null,null,null,1,null,null,null,null,null,null,null,null,null,null,null,null,null,null,null,null,null,null,null,null,null,null,null,null,null,null,null,null,null,1,null,null,null,null,1,null,null,null,null,null,null,1]
["ACS850-04-08A0-5","R2",8,"3x1.5+1.5","-",null,null,3,null,null,null,null,null,null,null,null,null,null,null,null,null,null,null,null,null,null,"x",null,null,null,null,null,null,null,null,null,null,null,null,null,null,null,null,null,3,null,null,null,null,null,null,null,null,null,null,null,null,null,null,null,null,null,null,null,null,null,2,null,null,null,null,null,null,null,null,null,null,null,null,null,null,null,null,null,1,null,null,null,null,null,null,null,null,null,null,null,1,null,null,null,null,null,null,null,null,null,1,null,null,null,"x",null,null,null,null,null,null,null,null,1,null,null,null,null,null,null,null,null,null,null,null,null,null,null,null,null,null,null,null,null,null,null,null,null,null,null,null,null,null,1,null,null,null,null,1,null,null,null,null,null,null,1]
["ACS850-04-010A-5","R3",10,"3x2.5+2.5","-",null,null,3,null,null,null,null,null,null,null,null,null,null,null,null,null,null,null,null,null,null,"x",null,null,null,null,null,null,null,null,null,null,null,null,null,null,null,null,null,3,null,null,null,null,null,null,null,null,null,null,null,null,null,null,null,null,null,null,null,null,null,null,2,null,null,null,null,null,null,null,null,null,null,null,null,null,null,null,null,1,null,null,null,null,null,null,null,null,null,null,null,1,null,null,null,null,null,null,null,null,null,1,null,null,null,"x",null,null,null,null,null,null,null,null,1,null,null,null,null,null,null,null,null,null,null,null,null,null,null,null,null,null,null,null,null,null,null,null,null,null,null,null,null,null,1,null,null,null,null,1,null,null,null,null,null,null,null,1]
["ACS850-04-014A-5","R3",14,"3x2.5+2.5","-",null,null,null,3,null,null,null,null,null,null,null,null,null,null,null,null,null,null,null,null,null,"x",null,null,null,null,null,null,null,null,null,null,null,null,null,null,null,null,null,null,3,null,null,null,null,null,null,null,null,null,null,null,null,null,null,null,null,null,null,null,null,null,null,2,null,null,null,null,null,null,null,null,null,null,null,null,null,null,null,null,1,null,null,null,null,null,null,null,null,null,null,null,1,null,null,null,null,null,null,null,null,1,null,null,null,"x",null,null,null,null,null,null,null,null,1,null,null,null,null,null,null,null,null,null,null,null,null,null,null,null,null,null,null,null,null,null,null,null,null,null,null,null,null,null,1,null,null,null,null,1,null,null,null,null,null,null,null,null,1]
["ACS850-04-018A-5","R3",18,"3x4+4","-",null,null,null,null,3,null,null,null,null,null,null,null,null,null,null,null,null,null,null,null,null,"x",null,null,null,null,null,null,null,null,null,null,null,null,null,null,null,null,null,null,null,3,null,null,null,null,null,null,null,null,null,null,null,null,null,null,null,null,null,null,null,null,null,2,null,null,null,null,null,null,null,null,null,null,null,null,null,null,null,null,null,1,null,null,null,null,null,null,null,null,null,null,null,1,null,null,null,null,null,null,null,1,null,null,null,"x",null,null,null,null,null,null,null,null,1,null,null,null,null,null,null,null,null,null,null,null,null,null,null,null,null,null,null,null,null,null,null,null,null,null,null,null,null,null,1,null,null,null,null,1,null,null,null,null,null,null,null,null,1]
["ACS850-04-025A-5","R4",25,"3x6+6","3x25+16Cu",null,null,null,null,3,null,null,null,null,null,null,null,null,null,null,null,null,null,null,null,null,"x",null,null,null,null,null,null,null,null,null,null,null,null,null,null,null,null,null,null,null,3,null,null,null,null,null,null,null,null,null,null,null,null,null,null,null,null,null,null,null,null,null,null,2,null,null,null,null,null,null,null,null,null,null,null,null,null,null,null,null,null,1,null,null,null,null,null,null,null,null,null,null,null,1,null,null,null,null,null,null,null,1,null,null,"x",null,null,null,null,null,null,null,null,null,null,1,null,null,null,null,null,null,null,null,null,null,null,null,null,null,null,null,null,null,null,null,null,null,null,null,null,null,null,null,1,null,null,null,null,1,null,null,null,null,null,null,null,null,1]
["ACS850-04-030A-5","R4",30,"3x6+6","3x25+16Cu",null,null,null,null,null,3,null,null,null,null,null,null,null,null,null,null,null,null,null,null,null,"x",null,null,null,null,null,null,null,null,null,null,null,null,null,null,null,null,null,null,null,null,3,null,null,null,null,null,null,null,null,null,null,null,null,null,null,null,null,null,null,null,null,null,2,null,null,null,null,null,null,null,null,null,null,null,null,null,null,null,null,null,null,1,null,null,null,null,null,null,null,null,null,null,null,1,null,null,null,null,null,null,1,null,null,"x",null,null,null,null,null,null,null,null,null,null,null,null,1,null,null,null,null,null,null,null,null,null,null,null,null,null,null,null,null,null,null,null,null,null,null,null,null,null,null,1,null,null,null,null,1,null,null,null,null,null,null,null,null,1]
["ACS850-04-035A-5","R5",35,"3x10+10","3x25+16Cu",null,null,null,null,null,null,3,null,null,null,null,null,null,null,null,null,null,null,null,null,null,"x",null,null,null,null,null,null,null,null,null,null,null,null,null,null,null,null,null,null,null,null,3,null,null,null,null,null,null,null,null,null,null,null,null,null,null,null,null,null,null,null,null,null,null,2,null,null,null,null,null,null,null,null,null,null,null,null,null,null,null,null,null,1,null,null,null,null,null,null,null,null,null,null,null,1,null,null,null,null,null,null,1,null,null,"x",null,null,null,null,null,null,null,null,null,null,null,null,null,null,1,null,null,null,null,null,null,null,null,null,null,null,null,null,null,null,null,null,null,null,null,null,null,null,null,1,null,null,null,null,1,null,null,null,null,null,null,null,null,1]
["ACS850-04-044A-5","R5",44,"3x10+10","3x25+16Cu",null,null,null,null,null,null,null,3,null,null,null,null,null,null,null,null,null,null,null,null,null,"x",null,null,null,null,null,null,null,null,null,null,null,null,null,null,null,null,null,null,null,null,null,3,null,null,null,null,null,null,null,null,null,null,null,null,null,null,null,null,null,null,null,null,null,2,null,null,null,null,null,null,null,null,null,null,null,null,null,null,null,null,null,null,1,null,null,null,null,null,null,null,null,null,null,null,1,null,null,null,null,null,1,null,null,"x",null,null,null,null,null,null,null,null,null,null,null,null,null,null,null,null,1,null,null,null,null,null,null,null,null,null,null,null,null,null,null,null,null,null,null,null,null,null,null,null,1,null,null,null,null,1,null,null,null,null,null,null,null,null,1]
["ACS850-04-050A-5","R5",50,"3x16+10","3x25+16Cu",null,null,null,null,null,null,null,3,null,null,null,null,null,null,null,null,null,null,null,null,null,"x",null,null,null,null,null,null,null,null,null,null,null,null,null,null,null,null,null,null,null,null,null,null,3,null,null,null,null,null,null,null,null,null,null,null,null,null,null,null,null,null,null,null,null,2,null,null,null,null,null,null,null,null,null,null,null,null,null,null,null,null,null,null,null,1,null,null,null,null,null,null,null,null,null,null,null,1,null,null,null,null,1,null,null,"x",null,null,null,null,null,null,null,null,null,null,null,null,null,null,null,null,1,null,null,null,null,null,null,null,null,null,null,null,null,null,null,null,null,null,null,null,null,null,null,null,1,null,null,null,null,1,null,null,null,null,null,null,null,null,1]
["ACS850-04-061A-5","R6",61,"3x25+16","3x25+16Cu",null,null,null,null,null,null,null,null,3,null,null,null,null,null,null,null,null,null,null,null,null,"x",null,null,null,null,null,null,null,null,null,null,null,null,null,null,null,null,null,null,null,null,null,null,null,3,null,null,null,null,null,null,null,null,null,null,null,null,null,null,null,null,null,null,null,null,2,null,null,null,null,null,null,null,null,null,null,null,null,null,null,null,null,null,null,null,1,null,null,null,null,null,null,null,null,null,null,null,1,null,null,null,null,1,null,"x",null,null,null,null,null,null,null,null,null,null,null,null,null,null,null,null,null,null,1,null,null,null,null,null,null,null,null,null,null,null,null,null,null,null,null,null,null,null,null,null,1,null,null,null,null,1,null,null,null,null,null,null,null,null,1]
["ACS850-04-078A-5","R6",78,"3x35+16","3x50+16Cu",null,null,null,null,null,null,null,null,null,3,null,null,null,null,null,null,null,null,null,null,null,"x",null,null,null,null,null,null,null,null,null,null,null,null,null,null,null,null,null,null,null,null,null,null,null,null,3,null,null,null,null,null,null,null,null,null,null,null,null,null,null,null,null,null,null,null,2,null,null,null,null,null,null,null,null,null,null,null,null,null,null,null,null,null,null,null,null,1,null,null,null,null,null,null,null,null,null,null,null,1,null,null,null,1,null,"x",null,null,null,null,null,null,null,null,null,null,null,null,null,null,null,null,null,null,null,null,1,null,null,null,null,null,null,null,null,null,null,null,null,null,null,null,null,null,null,null,1,null,null,null,null,1,null,null,null,null,null,null,null,null,1]
["ACS850-04-094A-5","R6",94,"3x35+16","3x70+21Cu",null,null,null,null,null,null,null,null,null,null,3,null,null,null,null,null,null,null,null,null,null,"x",null,null,null,null,null,null,null,null,null,null,null,null,null,null,null,null,null,null,null,null,null,null,null,null,null,3,null,null,null,null,null,null,null,null,null,null,null,null,null,null,null,null,null,null,2,null,null,null,null,null,null,null,null,null,null,null,null,null,null,null,null,null,null,null,null,1,null,null,null,null,null,null,null,null,null,null,null,1,null,null,null,1,null,"x",null,null,null,null,null,null,null,null,null,null,null,null,null,null,null,null,null,null,null,null,1,null,null,null,null,null,null,null,null,null,null,null,null,null,null,null,null,null,null,null,null,1,null,null,null,null,1,null,null,null,null,null,null,null,1]
["ACS850-04-103A-5","R7",103,"3x50+25","3x70+21Cu",null,null,null,null,null,null,null,null,null,null,null,3,null,null,null,null,null,null,null,null,null,null,3,null,null,null,null,null,null,null,null,null,null,null,null,null,null,null,null,null,null,null,null,null,null,null,null,null,3,null,null,null,null,null,null,null,null,null,null,null,null,null,null,null,null,null,2,null,null,null,null,null,null,null,null,null,null,null,null,null,null,null,null,null,null,null,null,null,"x",null,null,null,null,null,null,null,null,null,null,null,"x",null,null,null,"x",null,1,null,null,null,null,null,null,null,null,null,null,null,null,null,null,null,null,null,null,null,null,null,1,null,null,null,null,null,null,null,null,null,null,null,null,null,null,null,null,null,null,1,null,null,null,null,1,null,null,null,null,null,null,null,null,null,1]
["ACS850-04-144A-5","R7",144,"3x70+35","-",null,null,null,null,null,null,null,null,null,null,null,null,3,null,null,null,null,null,null,null,null,null,null,3,null,null,null,null,null,null,null,null,null,null,null,null,null,null,null,null,null,null,null,null,null,null,null,null,null,3,null,null,null,null,null,null,null,null,null,null,null,null,null,null,null,null,null,null,2,null,null,null,null,null,null,null,null,null,null,null,null,null,null,null,null,null,null,null,"x",null,null,null,null,null,null,null,null,null,null,null,"x",null,null,null,"x",null,1,null,null,null,null,null,null,null,null,null,null,null,null,null,null,null,null,null,null,null,null,null,null,null,1,null,null,null,null,null,null,null,null,null,null,null,null,null,null,null,null,1,null,null,null,null,1,null,null,null,null,null,null,null,null,null,null,1]
["ACS850-04-166A-5","R8",166,"3x95+50","3x150+50Cu",null,null,null,null,null,null,null,null,null,null,null,null,null,3,null,null,null,null,null,null,null,null,null,null,3,null,null,null,null,null,null,null,null,null,null,null,null,null,null,null,null,null,null,null,null,null,null,null,null,null,3,null,null,null,null,null,null,null,null,null,null,null,null,null,null,null,null,null,2,null,null,null,null,null,null,null,null,null,null,null,null,null,null,null,null,null,null,null,"x",null,null,null,null,null,null,null,null,null,null,null,"x",null,null,null,"x",null,null,1,null,null,null,null,null,null,null,null,null,null,null,null,null,null,null,null,null,null,null,null,null,null,null,null,1,null,null,null,null,null,null,null,null,null,null,null,null,null,null,1,null,null,null,null,1,null,null,null,null,null,null,null,null,null,null,null,1]
["ACS850-04-202A-5","R8",202,"3x120+70","3x185+57Cu",null,null,null,null,null,null,null,null,null,null,null,null,null,null,3,null,null,null,null,null,null,null,null,null,null,3,null,null,null,null,null,null,null,null,null,null,null,null,null,null,null,null,null,null,null,null,null,null,null,null,null,null,3,null,null,null,null,null,null,null,null,null,null,null,null,null,null,null,null,2,null,null,null,null,null,null,null,null,null,null,null,null,null,null,null,null,null,null,"x",null,null,null,null,null,null,null,null,null,null,null,"x",null,null,null,"x",null,null,1,null,null,null,null,null,null,null,null,null,null,null,null,null,null,null,null,null,null,null,null,null,null,null,null,1,null,null,null,null,null,null,null,null,null,null,null,null,null,null,null,"x",null,null,null,null,"x",null,null,null,null,null,null,null,null,null,null,1]
["ACS850-04-225A-5","R8",225,"3x150+70","3x240+95Cu",null,null,null,null,null,null,null,null,null,null,null,null,null,null,null,3,null,null,null,null,null,null,null,null,null,null,3,null,null,null,null,null,null,null,null,null,null,null,null,null,null,null,null,null,null,null,null,null,null,null,null,null,null,3,null,null,null,null,null,null,null,null,null,null,null,null,null,null,null,2,null,null,null,null,null,null,null,null,null,null,null,null,null,null,null,null,null,null,"x",null,null,null,null,null,null,null,null,null,null,null,"x",null,null,null,"x",null,null,1,null,null,null,null,null,null,null,null,null,null,null,null,null,null,null,null,null,null,null,null,null,null,null,null,1,null,null,null,null,null,null,null,null,null,null,null,null,null,null,null,"x",null,null,null,null,"x",null,null,null,null,null,null,null,null,null,null,1]
["ACS850-04-260A-5","R8",260,"3x185+70","3x240+95Cu",null,null,null,null,null,null,null,null,null,null,null,null,null,null,null,null,3,null,null,null,null,null,null,null,null,null,null,3,null,null,null,null,null,null,null,null,null,null,null,null,null,null,null,null,null,null,null,null,null,null,null,null,null,null,3,null,null,null,null,null,null,null,null,null,null,null,null,null,null,null,2,null,null,null,null,null,null,null,null,null,null,null,null,null,null,null,null,null,"x",null,null,null,null,null,null,null,null,null,null,null,"x",null,null,null,"x",null,null,null,1,null,null,null,null,null,null,null,null,null,null,null,null,null,null,null,null,null,null,null,null,null,null,null,null,null,1,null,null,null,null,null,null,null,null,null,null,null,null,null,"x",null,null,null,null,"x",null,null,null,null,null,null,null,null,null,null,1]
["ACS850-04-290A-5","R8",290,"3x240+70","2x(3x95)",null,null,null,null,null,null,null,null,null,null,null,null,null,null,null,null,3,null,null,null,null,null,null,null,null,null,null,3,null,null,null,null,null,null,null,null,null,null,null,null,null,null,null,null,null,null,null,null,null,null,null,null,null,null,null,3,null,null,null,null,null,null,null,null,null,null,null,null,null,null,null,2,null,null,null,null,null,null,null,null,null,null,null,null,null,null,null,null,"x",null,null,null,null,null,null,null,null,null,null,null,"x",null,null,null,"x",null,null,null,1,null,null,null,null,null,null,null,null,null,null,null,null,null,null,null,null,null,null,null,null,null,null,null,null,null,null,null,1,null,null,null,null,null,null,null,null,null,null,null,"x",null,null,null,null,"x",null,null,null,null,null,null,null,null,null,null,null,1]
["ACS850-04-430A-5","R7",430,"2x(3x150+95)","2x(3x240+95Cu)",null,null,null,null,null,null,null,null,null,null,null,null,null,null,null,null,null,3,null,null,null,null,null,null,null,null,null,null,null,3,null,null,null,null,null,null,null,null,null,null,null,null,null,null,null,null,null,null,null,null,null,null,null,null,null,null,3,null,null,null,null,null,null,null,null,null,null,null,null,null,null,null,2,null,null,null,null,null,null,null,null,null,null,null,null,null,null,null,"x",null,null,null,null,null,null,null,null,null,null,null,"x",null,null,null,"x",null,null,null,null,1,null,null,null,null,null,null,null,null,null,null,null,null,null,null,null,null,null,null,null,null,null,null,null,null,null,null,null,null,1,null,null,null,null,null,null,null,null,null,"x",null,null,null,null,"x",null,null,null,null,null,null,null,null,null,null,2]
["ACS850-04-521A-5","R7",521,"2x(3x240+120)","3x(3x150+50Cu) ",null,null,null,null,null,null,null,null,null,null,null,null,null,null,null,null,null,null,3,null,null,null,null,null,null,null,null,null,null,null,null,3,null,null,null,null,null,null,null,null,null,null,null,null,null,null,null,null,null,null,null,null,null,null,null,null,null,3,null,null,null,null,null,null,null,null,null,null,null,null,null,null,null,2,null,null,null,null,null,null,null,null,null,null,null,null,null,null,"x",null,null,null,null,null,null,null,null,null,null,null,"x",null,null,null,"x",null,null,null,null,1,null,null,null,null,null,null,null,null,null,null,null,null,null,null,null,null,null,null,null,null,null,null,null,null,null,null,null,null,null,null,1,null,null,null,null,null,null,null,"x",null,null,null,null,"x",null,null,null,null,null,null,null,null,null,null,null,null,2]
["ACS850-04-602A-5","R7",602,"3x(3x150+95)","3x(3x240+95Cu)",null,null,null,null,null,null,null,null,null,null,null,null,null,null,null,null,null,null,3,null,null,null,null,null,null,null,null,null,null,null,null,null,null,3,null,null,null,null,null,null,null,null,null,null,null,null,null,null,null,null,null,null,null,null,null,null,null,null,3,null,null,null,null,null,null,null,null,null,null,null,null,null,null,null,2,null,null,null,null,null,null,null,null,null,null,null,null,null,"x",null,null,null,null,null,null,null,null,null,null,null,"x",null,null,null,"x",null,null,null,null,1,null,null,null,null,null,null,null,null,null,null,null,null,null,null,null,null,null,null,null,null,null,null,null,null,null,null,null,null,null,null,null,null,1,null,null,null,null,null,"x",null,null,null,null,"x",null,null,null,null,null,null,null,null,null,null,null,2]
["ACS850-04-693A-5","R7",693,"3x(3x185+95)","3x(3x240+95Cu)",null,null,null,null,null,null,null,null,null,null,null,null,null,null,null,null,null,null,null,3,null,null,null,null,null,null,null,null,null,null,null,null,null,null,null,3,null,null,null,null,null,null,null,null,null,null,null,null,null,null,null,null,null,null,null,null,null,null,null,3,null,null,null,null,null,null,null,null,null,null,null,null,null,null,null,2,null,null,null,null,null,null,null,null,null,null,null,null,"x",null,null,null,null,null,null,null,null,null,null,null,"x",null,null,null,"x",null,null,null,null,null,null,1,null,null,null,null,null,null,null,null,null,null,null,null,null,null,null,null,null,null,null,null,null,null,null,null,null,null,null,null,null,null,1,null,null,null,null,null,"x",null,null,null,null,"x",null,null,null,null,null,null,null,null,null,null,4]
["ACS850-04-720A-5","R7",720,"3x(3x185+95)","3x(3x240+95Cu)",null,null,null,null,null,null,null,null,null,null,null,null,null,null,null,null,null,null,null,3,null,null,null,null,null,null,null,null,null,null,null,null,null,null,null,3,null,null,null,null,null,null,null,null,null,null,null,null,null,null,null,null,null,null,null,null,null,null,null,3,null,null,null,null,null,null,null,null,null,null,null,null,null,null,null,2,null,null,null,null,null,null,null,null,null,null,null,null,"x",null,null,null,null,null,null,null,null,null,null,null,"x",null,null,null,"x",null,null,null,null,null,null,1,null,null,null,null,null,null,null,null,null,null,null,null,null,null,null,null,null,null,null,null,null,null,null,null,null,null,null,null,null,null,1,null,null,null,null,null,"x",null,null,null,null,"x",null,null,null,null,null,null,null,null,null,null,4]
["ACS850-04-387A-5","G1",387,"2 x (3x120)","3 x (3x95)",null,null,null,null,null,null,null,null,null,null,null,null,null,null,null,null,null,null,null,null,"x",null,null,null,null,null,null,null,3,null,null,null,null,null,null,null,null,null,null,null,null,null,null,null,null,null,null,null,null,null,null,null,null,null,null,null,3,null,null,null,null,null,null,null,null,null,null,null,null,null,null,null,null,null,null,null,null,null,null,null,null,null,null,null,null,null,null,null,"x",null,null,null,null,null,null,null,null,null,null,null,"x",null,null,null,"x",null,null,null,null,null,1,null,null,null,null,null,null,null,null,null,null,null,null,null,null,null,null,null,null,null,null,null,null,null,null,null,null,null,null,null,null,null,null,null,null,null,null,null,"x",null,null,null,null,"x",1,null,null,null,null,null,null,null,null,null,2]
["ACS850-04-500A-5","G1",500,"3 x (3x95)","3 x (3x150)",null,null,null,null,null,null,null,null,null,null,null,null,null,null,null,null,null,null,null,null,"x",null,null,null,null,null,null,null,null,null,3,null,null,null,null,null,null,null,null,null,null,null,null,null,null,null,null,null,null,null,null,null,null,null,null,null,null,3,null,null,null,null,null,null,null,null,null,null,null,null,null,null,null,null,null,null,null,null,null,null,null,null,null,null,null,null,null,null,"x",null,null,null,null,null,null,null,null,null,null,null,"x",null,null,null,"x",null,null,null,null,null,1,null,null,null,null,null,null,null,null,null,null,null,null,null,null,null,null,null,null,null,null,null,null,null,null,null,null,null,null,null,null,null,null,null,null,null,null,null,"x",null,null,null,null,"x",1,null,null,null,null,null,null,null,null,null,2]
["ACS850-04-580A-5","G1",580,"3 x (3x120)","3 x (3x185)",null,null,null,null,null,null,null,null,null,null,null,null,null,null,null,null,null,null,null,null,"x",null,null,null,null,null,null,null,null,null,null,null,3,null,null,null,null,null,null,null,null,null,null,null,null,null,null,null,null,null,null,null,null,null,null,null,null,null,3,null,null,null,null,null,null,null,null,null,null,null,null,null,null,null,null,null,null,null,null,null,null,null,null,null,null,null,null,null,"x",null,null,null,null,null,null,null,null,null,null,null,"x",null,null,null,"x",null,null,null,null,null,1,null,null,null,null,null,null,null,null,null,null,null,null,null,null,null,null,null,null,null,null,null,null,null,null,null,null,null,null,null,null,null,null,null,null,null,null,null,"x",null,null,null,null,"x",1,null,null,null,null,null,null,null,null,null,null,2]
["ACS850-04-650A-5","G1",650,"3 x (3x150)","3 x (3x240)",null,null,null,null,null,null,null,null,null,null,null,null,null,null,null,null,null,null,null,null,"x",null,null,null,null,null,null,null,null,null,null,null,3,null,null,null,null,null,null,null,null,null,null,null,null,null,null,null,null,null,null,null,null,null,null,null,null,null,3,null,null,null,null,null,null,null,null,null,null,null,null,null,null,null,null,null,null,null,null,null,null,null,null,null,null,null,null,null,"x",null,null,null,null,null,null,null,null,null,null,null,"x",null,null,null,"x",null,null,null,null,null,null,null,1,null,null,null,null,null,null,null,null,null,null,null,null,null,null,null,null,null,null,null,null,null,null,null,null,null,null,null,null,null,null,null,null,null,null,null,"x",null,null,null,null,"x",1,null,null,null,null,null,null,null,null,null,null,2]
["ACS850-04-710A-5","G2",710,"3 x (3x185)","4 × (3×185)",null,null,null,null,null,null,null,null,null,null,null,null,null,null,null,null,null,null,null,null,"x",null,null,null,null,null,null,null,null,null,null,null,null,null,3,null,null,null,null,null,null,null,null,null,null,null,null,null,null,null,null,null,null,null,null,null,null,null,3,null,null,null,null,null,null,null,null,null,null,null,null,null,null,null,null,null,null,null,null,null,null,null,null,null,null,null,null,null,"x",null,null,null,null,null,null,null,null,null,null,null,"x",null,null,null,"x",null,null,null,null,null,null,null,null,1,null,null,null,null,null,null,null,null,null,null,null,null,null,null,null,null,null,null,null,null,null,null,null,null,null,null,null,null,null,null,null,null,null,null,"x",null,null,null,null,"x",null,1,null,null,null,null,null,null,null,null,null,3]
["ACS850-04-807A-5","G2",807,"3 x (3x240)","4 × (3×240)",null,null,null,null,null,null,null,null,null,null,null,null,null,null,null,null,null,null,null,null,"x",null,null,null,null,null,null,null,null,null,null,null,null,null,null,null,3,null,null,null,null,null,null,null,null,null,null,null,null,null,null,null,null,null,null,null,null,null,null,3,null,null,null,null,null,null,null,null,null,null,null,null,null,null,null,null,null,null,null,null,null,null,null,null,null,null,null,null,"x",null,null,null,null,null,null,null,null,null,null,null,"x",null,null,null,"x",null,null,null,null,null,null,null,null,1,null,null,null,null,null,null,null,null,null,null,null,null,null,null,null,null,null,null,null,null,null,null,null,null,null,null,null,null,null,null,null,null,null,null,"x",null,null,null,null,"x",null,1,null,null,null,null,null,null,null,null,null,3]
["ACS850-04-875A-5","G2",875,"3 x (3x240)","4 × (3×240)",null,null,null,null,null,null,null,null,null,null,null,null,null,null,null,null,null,null,null,null,"x",null,null,null,null,null,null,null,null,null,null,null,null,null,null,null,3,null,null,null,null,null,null,null,null,null,null,null,null,null,null,null,null,null,null,null,null,null,null,null,3,null,null,null,null,null,null,null,null,null,null,null,null,null,null,null,null,null,null,null,null,null,null,null,null,null,null,null,"x",null,null,null,null,null,null,null,null,null,null,null,"x",null,null,null,"x",null,null,null,null,null,null,null,null,1,null,null,null,null,null,null,null,null,null,null,null,null,null,null,null,null,null,null,null,null,null,null,null,null,null,null,null,null,null,null,null,null,null,null,"x",null,null,null,null,"x",null,1,null,null,null,null,null,null,null,null,null,3]
["UN = 380 … 480 V",null,null,"Cu","Al"]
["ACSM1-04Ax-02A5-4","R2",2.5,"3x1.5+1.5","-",3,null,null,null,null,null,null,null,null,null,null,null,null,null,null,null,null,null,null,null,null,"x",null,null,null,null,null,null,null,null,null,null,null,null,null,null,null,3,null,null,null,null,null,null,null,null,null,null,null,null,null,null,null,null,null,null,null,null,null,null,null,2,null,null,null,null,null,null,null,null,null,null,null,null,null,null,1,null,null,null,null,null,null,null,null,null,null,null,null,1,null,null,null,null,null,null,null,null,null,null,null,1,null,null,null,"x",null,null,null,null,null,null,null,null,1,null,null,null,null,null,null,null,null,null,null,null,null,null,null,null,null,null,null,null,null,null,null,null,null,null,null,null,null,null,1,null,null,null,null,1,null,null,null,null,null,null,1]
["ACSM1-04Ax-03A0-4","R2",3,"3x1.5+1.5","-",3,null,null,null,null,null,null,null,null,null,null,null,null,null,null,null,null,null,null,null,null,"x",null,null,null,null,null,null,null,null,null,null,null,null,null,null,null,3,null,null,null,null,null,null,null,null,null,null,null,null,null,null,null,null,null,null,null,null,null,null,null,2,null,null,null,null,null,null,null,null,null,null,null,null,null,null,1,null,null,null,null,null,null,null,null,null,null,null,null,1,null,null,null,null,null,null,null,null,null,null,null,1,null,null,null,"x",null,null,null,null,null,null,null,null,1,null,null,null,null,null,null,null,null,null,null,null,null,null,null,null,null,null,null,null,null,null,null,null,null,null,null,null,null,null,1,null,null,null,null,1,null,null,null,null,null,null,1]
["ACSM1-04Ax-04A0-4","R2",4,"3x1.5+1.5","-",null,3,null,null,null,null,null,null,null,null,null,null,null,null,null,null,null,null,null,null,null,"x",null,null,null,null,null,null,null,null,null,null,null,null,null,null,null,null,3,null,null,null,null,null,null,null,null,null,null,null,null,null,null,null,null,null,null,null,null,null,null,2,null,null,null,null,null,null,null,null,null,null,null,null,null,null,null,1,null,null,null,null,null,null,null,null,null,null,null,1,null,null,null,null,null,null,null,null,null,null,null,1,null,null,null,"x",null,null,null,null,null,null,null,null,1,null,null,null,null,null,null,null,null,null,null,null,null,null,null,null,null,null,null,null,null,null,null,null,null,null,null,null,null,null,1,null,null,null,null,1,null,null,null,null,null,null,1]
["ACSM1-04Ax-05A0-4","R2",5,"3x1.5+1.5","-",null,3,null,null,null,null,null,null,null,null,null,null,null,null,null,null,null,null,null,null,null,"x",null,null,null,null,null,null,null,null,null,null,null,null,null,null,null,null,3,null,null,null,null,null,null,null,null,null,null,null,null,null,null,null,null,null,null,null,null,null,null,2,null,null,null,null,null,null,null,null,null,null,null,null,null,null,null,null,1,null,null,null,null,null,null,null,null,null,null,null,1,null,null,null,null,null,null,null,null,null,null,1,null,null,null,"x",null,null,null,null,null,null,null,null,1,null,null,null,null,null,null,null,null,null,null,null,null,null,null,null,null,null,null,null,null,null,null,null,null,null,null,null,null,null,1,null,null,null,null,1,null,null,null,null,null,null,1]
["ACSM1-04Ax-07A0-4","R2",7,"3x1.5+1.5","-",null,null,3,null,null,null,null,null,null,null,null,null,null,null,null,null,null,null,null,null,null,"x",null,null,null,null,null,null,null,null,null,null,null,null,null,null,null,null,null,3,null,null,null,null,null,null,null,null,null,null,null,null,null,null,null,null,null,null,null,null,null,2,null,null,null,null,null,null,null,null,null,null,null,null,null,null,null,null,null,1,null,null,null,null,null,null,null,null,null,null,null,1,null,null,null,null,null,null,null,null,null,1,null,null,null,"x",null,null,null,null,null,null,null,null,1,null,null,null,null,null,null,null,null,null,null,null,null,null,null,null,null,null,null,null,null,null,null,null,null,null,null,null,null,null,1,null,null,null,null,1,null,null,null,null,null,null,1]
["ACSM1-04Ax-09A5-4","R3",9.5,"3x2.5+2.5","-",null,null,3,null,null,null,null,null,null,null,null,null,null,null,null,null,null,null,null,null,null,"x",null,null,null,null,null,null,null,null,null,null,null,null,null,null,null,null,null,3,null,null,null,null,null,null,null,null,null,null,null,null,null,null,null,null,null,null,null,null,null,null,2,null,null,null,null,null,null,null,null,null,null,null,null,null,null,null,null,1,null,null,null,null,null,null,null,null,null,null,null,1,null,null,null,null,null,null,null,null,null,1,null,null,null,"x",null,null,null,null,null,null,null,null,1,null,null,null,null,null,null,null,null,null,null,null,null,null,null,null,null,null,null,null,null,null,null,null,null,null,null,null,null,null,1,null,null,null,null,1,null,null,null,null,null,null,null,1]
["ACSM1-04Ax-012A-4","R3",12,"3x2.5+2.5","-",null,null,null,3,null,null,null,null,null,null,null,null,null,null,null,null,null,null,null,null,null,"x",null,null,null,null,null,null,null,null,null,null,null,null,null,null,null,null,null,null,3,null,null,null,null,null,null,null,null,null,null,null,null,null,null,null,null,null,null,null,null,null,null,2,null,null,null,null,null,null,null,null,null,null,null,null,null,null,null,null,1,null,null,null,null,null,null,null,null,null,null,null,1,null,null,null,null,null,null,null,null,1,null,null,null,"x",null,null,null,null,null,null,null,null,1,null,null,null,null,null,null,null,null,null,null,null,null,null,null,null,null,null,null,null,null,null,null,null,null,null,null,null,null,null,1,null,null,null,null,1,null,null,null,null,null,null,null,null,1]
["ACSM1-04Ax-016A-4","R3",16,"3x4+4","-",null,null,null,null,3,null,null,null,null,null,null,null,null,null,null,null,null,null,null,null,null,"x",null,null,null,null,null,null,null,null,null,null,null,null,null,null,null,null,null,null,null,3,null,null,null,null,null,null,null,null,null,null,null,null,null,null,null,null,null,null,null,null,null,2,null,null,null,null,null,null,null,null,null,null,null,null,null,null,null,null,null,1,null,null,null,null,null,null,null,null,null,null,null,1,null,null,null,null,null,null,null,1,null,null,null,"x",null,null,null,null,null,null,null,null,1,null,null,null,null,null,null,null,null,null,null,null,null,null,null,null,null,null,null,null,null,null,null,null,null,null,null,null,null,null,1,null,null,null,null,1,null,null,null,null,null,null,null,null,1]
["ACSM1-04Ax-024A-4","R4",24,"3x6+6","3x25+16Cu",null,null,null,null,3,null,null,null,null,null,null,null,null,null,null,null,null,null,null,null,null,"x",null,null,null,null,null,null,null,null,null,null,null,null,null,null,null,null,null,null,null,3,null,null,null,null,null,null,null,null,null,null,null,null,null,null,null,null,null,null,null,null,null,null,2,null,null,null,null,null,null,null,null,null,null,null,null,null,null,null,null,null,1,null,null,null,null,null,null,null,null,null,null,null,1,null,null,null,null,null,null,null,1,null,null,"x",null,null,null,null,null,null,null,null,null,null,1,null,null,null,null,null,null,null,null,null,null,null,null,null,null,null,null,null,null,null,null,null,null,null,null,null,null,null,null,1,null,null,null,null,1,null,null,null,null,null,null,null,null,1]
["ACSM1-04Ax-031A-4","R4",31,"3x6+6","3x25+16Cu",null,null,null,null,null,3,null,null,null,null,null,null,null,null,null,null,null,null,null,null,null,"x",null,null,null,null,null,null,null,null,null,null,null,null,null,null,null,null,null,null,null,null,3,null,null,null,null,null,null,null,null,null,null,null,null,null,null,null,null,null,null,null,null,null,2,null,null,null,null,null,null,null,null,null,null,null,null,null,null,null,null,null,null,1,null,null,null,null,null,null,null,null,null,null,null,1,null,null,null,null,null,null,1,null,null,"x",null,null,null,null,null,null,null,null,null,null,null,null,1,null,null,null,null,null,null,null,null,null,null,null,null,null,null,null,null,null,null,null,null,null,null,null,null,null,null,1,null,null,null,null,1,null,null,null,null,null,null,null,null,1]
["ACSM1-04Ax-040A-4","R5",40,"3x10+10","3x25+16Cu",null,null,null,null,null,null,3,null,null,null,null,null,null,null,null,null,null,null,null,null,null,"x",null,null,null,null,null,null,null,null,null,null,null,null,null,null,null,null,null,null,null,null,null,3,null,null,null,null,null,null,null,null,null,null,null,null,null,null,null,null,null,null,null,null,null,2,null,null,null,null,null,null,null,null,null,null,null,null,null,null,null,null,null,null,1,null,null,null,null,null,null,null,null,null,null,null,1,null,null,null,null,null,1,null,null,"x",null,null,null,null,null,null,null,null,null,null,null,null,null,null,1,null,null,null,null,null,null,null,null,null,null,null,null,null,null,null,null,null,null,null,null,null,null,null,null,null,1,null,null,null,null,1,null,null,null,null,null,null,null,null,1]
["ACSM1-04Ax-046A-4","R5",46,"3x16+10","3x25+16Cu",null,null,null,null,null,null,null,3,null,null,null,null,null,null,null,null,null,null,null,null,null,"x",null,null,null,null,null,null,null,null,null,null,null,null,null,null,null,null,null,null,null,null,null,null,3,null,null,null,null,null,null,null,null,null,null,null,null,null,null,null,null,null,null,null,null,2,null,null,null,null,null,null,null,null,null,null,null,null,null,null,null,null,null,null,null,1,null,null,null,null,null,null,null,null,null,null,null,1,null,null,null,null,1,null,null,"x",null,null,null,null,null,null,null,null,null,null,null,null,null,null,null,null,1,null,null,null,null,null,null,null,null,null,null,null,null,null,null,null,null,null,null,null,null,null,null,null,1,null,null,null,null,1,null,null,null,null,null,null,null,null,1]
["ACSM1-04Cx-024A-4","R4",24,"3x6+6","3x25+16Cu",null,null,null,null,3,null,null,null,null,null,null,null,null,null,null,null,null,null,null,null,null,"x",null,null,null,null,null,null,null,null,null,null,null,null,null,null,null,null,null,null,null,3,null,null,null,null,null,null,null,null,null,null,null,null,null,null,null,null,null,null,null,null,null,null,2,null,null,null,null,null,null,null,null,null,null,null,null,null,null,null,null,null,1,null,null,null,null,null,null,null,null,null,null,null,1,null,null,null,null,null,null,null,1,null,null,"x",null,null,null,null,null,null,null,null,null,null,1,null,null,null,null,null,null,null,null,null,null,null,null,null,null,null,null,null,null,null,null,null,null,null,null,null,null,null,null,1,null,null,null,null,1,null,null,null,null,null,null,null,null,1]
["ACSM1-04Cx-031A-4","R4",31,"3x6+6","3x25+16Cu",null,null,null,null,null,3,null,null,null,null,null,null,null,null,null,null,null,null,null,null,null,"x",null,null,null,null,null,null,null,null,null,null,null,null,null,null,null,null,null,null,null,null,3,null,null,null,null,null,null,null,null,null,null,null,null,null,null,null,null,null,null,null,null,null,2,null,null,null,null,null,null,null,null,null,null,null,null,null,null,null,null,null,null,1,null,null,null,null,null,null,null,null,null,null,null,1,null,null,null,null,null,null,1,null,null,"x",null,null,null,null,null,null,null,null,null,null,null,null,1,null,null,null,null,null,null,null,null,null,null,null,null,null,null,null,null,null,null,null,null,null,null,null,null,null,null,1,null,null,null,null,1,null,null,null,null,null,null,null,null,1]
["ACSM1-04Cx-040A-4","R5",40,"3x10+10","3x25+16Cu",null,null,null,null,null,null,3,null,null,null,null,null,null,null,null,null,null,null,null,null,null,"x",null,null,null,null,null,null,null,null,null,null,null,null,null,null,null,null,null,null,null,null,null,3,null,null,null,null,null,null,null,null,null,null,null,null,null,null,null,null,null,null,null,null,null,2,null,null,null,null,null,null,null,null,null,null,null,null,null,null,null,null,null,null,1,null,null,null,null,null,null,null,null,null,null,null,1,null,null,null,null,null,1,null,null,"x",null,null,null,null,null,null,null,null,null,null,null,null,null,null,null,null,1,null,null,null,null,null,null,null,null,null,null,null,null,null,null,null,null,null,null,null,null,null,null,null,1,null,null,null,null,1,null,null,null,null,null,null,null,null,1]
["ACSM1-04Cx-046A-4","R5",46,"3x16+10","3x25+16Cu",null,null,null,null,null,null,null,3,null,null,null,null,null,null,null,null,null,null,null,null,null,"x",null,null,null,null,null,null,null,null,null,null,null,null,null,null,null,null,null,null,null,null,null,null,3,null,null,null,null,null,null,null,null,null,null,null,null,null,null,null,null,null,null,null,null,2,null,null,null,null,null,null,null,null,null,null,null,null,null,null,null,null,null,null,null,1,null,null,null,null,null,null,null,null,null,null,null,1,null,null,null,null,1,null,null,"x",null,null,null,null,null,null,null,null,null,null,null,null,null,null,null,null,1,null,null,null,null,null,null,null,null,null,null,null,null,null,null,null,null,null,null,null,null,null,null,null,1,null,null,null,null,1,null,null,null,null,null,null,null,null,1]
["ACSM1-04Ax-060A-4","R6",60,"3x25+16","3x25+16Cu",null,null,null,null,null,null,null,null,"3",null,null,null,null,null,null,null,null,null,null,null,null,"x",null,null,null,null,null,null,null,null,null,null,null,null,null,null,null,null,null,null,null,null,null,null,null,3,null,null,null,null,null,null,null,null,null,null,null,null,null,null,null,null,null,null,null,null,2,null,null,null,null,null,null,null,null,null,null,null,null,null,null,null,null,null,null,null,1,null,null,null,null,null,null,null,null,null,null,null,1,null,null,null,null,1,null,"x",null,null,null,null,null,null,null,null,null,null,null,null,null,null,null,null,null,null,1,null,null,null,null,null,null,null,null,null,null,null,null,null,null,null,null,null,null,null,null,null,1,null,null,null,null,1,null,null,null,null,null,null,null,null,1]
["ACSM1-04Ax-073A-4","R6",73,"3x35+16","3x50+16Cu",null,null,null,null,null,null,null,null,null,"3",null,null,null,null,null,null,null,null,null,null,null,"x",null,null,null,null,null,null,null,null,null,null,null,null,null,null,null,null,null,null,null,null,null,null,null,null,3,null,null,null,null,null,null,null,null,null,null,null,null,null,null,null,null,null,null,null,2,null,null,null,null,null,null,null,null,null,null,null,null,null,null,null,null,null,null,null,null,1,null,null,null,null,null,null,null,null,null,null,null,1,null,null,null,1,null,"x",null,null,null,null,null,null,null,null,null,null,null,null,null,null,null,null,null,null,null,null,1,null,null,null,null,null,null,null,null,null,null,null,null,null,null,null,null,null,null,null,1,null,null,null,null,1,null,null,null,null,null,null,null,null,1]
["ACSM1-04Ax-090A-4","R6",90,"3x35+16","3x70+21Cu",null,null,null,null,null,null,null,null,null,null,"3",null,null,null,null,null,null,null,null,null,null,"x",null,null,null,null,null,null,null,null,null,null,null,null,null,null,null,null,null,null,null,null,null,null,null,null,null,3,null,null,null,null,null,null,null,null,null,null,null,null,null,null,null,null,null,null,2,null,null,null,null,null,null,null,null,null,null,null,null,null,null,null,null,null,null,null,null,1,null,null,null,null,null,null,null,null,null,null,null,1,null,null,null,1,null,"x",null,null,null,null,null,null,null,null,null,null,null,null,null,null,null,null,null,null,null,null,null,null,null,null,null,null,null,null,null,null,null,null,null,null,null,null,null,null,null,null,null,1,null,null,null,null,1,null,null,null,null,null,null,null,1]
["ACSM1-04Cx-060A-4","R6",60,"3x25+16","3x25+16Cu",null,null,null,null,null,null,null,null,"3",null,null,null,null,null,null,null,null,null,null,null,null,"x",null,null,null,null,null,null,null,null,null,null,null,null,null,null,null,null,null,null,null,null,null,null,null,3,null,null,null,null,null,null,null,null,null,null,null,null,null,null,null,null,null,null,null,null,2,null,null,null,null,null,null,null,null,null,null,null,null,null,null,null,null,null,null,null,1,null,null,null,null,null,null,null,null,null,null,null,1,null,null,null,null,1,null,"x",null,null,null,null,null,null,null,null,null,null,null,null,null,null,null,null,null,null,1,null,null,null,null,null,null,null,null,null,null,null,null,null,null,null,null,null,null,null,null,null,1,null,null,null,null,1,null,null,null,null,null,null,null,null,1]
["ACSM1-04Cx-073A-4","R6",73,"3x35+16","3x50+16Cu",null,null,null,null,null,null,null,null,null,"3",null,null,null,null,null,null,null,null,null,null,null,"x",null,null,null,null,null,null,null,null,null,null,null,null,null,null,null,null,null,null,null,null,null,null,null,null,3,null,null,null,null,null,null,null,null,null,null,null,null,null,null,null,null,null,null,null,2,null,null,null,null,null,null,null,null,null,null,null,null,null,null,null,null,null,null,null,null,1,null,null,null,null,null,null,null,null,null,null,null,1,null,null,null,1,null,"x",null,null,null,null,null,null,null,null,null,null,null,null,null,null,null,null,null,null,null,null,1,null,null,null,null,null,null,null,null,null,null,null,null,null,null,null,null,null,null,null,1,null,null,null,null,1,null,null,null,null,null,null,null,null,1]
["ACSM1-04Cx-090A-4","R6",90,"3x35+16","3x70+21Cu",null,null,null,null,null,null,null,null,null,null,"3",null,null,null,null,null,null,null,null,null,null,"x",null,null,null,null,null,null,null,null,null,null,null,null,null,null,null,null,null,null,null,null,null,null,null,null,null,3,null,null,null,null,null,null,null,null,null,null,null,null,null,null,null,null,null,null,2,null,null,null,null,null,null,null,null,null,null,null,null,null,null,null,null,null,null,null,null,1,null,null,null,null,null,null,null,null,null,null,null,1,null,null,null,1,null,"x",null,null,null,null,null,null,null,null,null,null,null,null,null,null,null,null,null,null,null,null,1,null,null,null,null,null,null,null,null,null,null,null,null,null,null,null,null,null,null,null,null,1,null,null,null,null,1,null,null,null,null,null,null,null,1]
["ACSM1-04Ax-110A-4","R8",110,"3x95+50","3x150+50Cu",null,null,null,null,null,null,null,null,null,null,null,null,"3",null,null,null,null,null,null,null,null,null,null,"3",null,null,null,null,null,null,null,null,null,null,null,null,null,null,null,null,null,null,null,null,null,null,null,null,null,3,null,null,null,null,null,null,null,null,null,null,null,null,null,null,null,null,null,2,null,null,null,null,null,null,null,null,null,null,null,null,null,null,null,null,null,null,null,null,"x",null,null,null,null,null,null,null,null,null,null,null,"x",null,null,null,"x",null,null,1,null,null,null,null,null,null,null,null,null,null,null,null,null,null,null,null,null,null,null,null,1,null,null,null,null,null,null,null,null,null,null,null,null,null,null,null,null,null,null,1,null,null,null,null,1,null,null,null,null,null,null,null,null,null,null,null,1]
["ACSM1-04Ax-135A-4","R8",135,"3x120+70","3x185+57Cu",null,null,null,null,null,null,null,null,null,null,null,null,null,"3",null,null,null,null,null,null,null,null,null,null,null,"3",null,null,null,null,null,null,null,null,null,null,null,null,null,null,null,null,null,null,null,null,null,null,null,null,3,null,null,null,null,null,null,null,null,null,null,null,null,null,null,null,null,null,2,null,null,null,null,null,null,null,null,null,null,null,null,null,null,null,null,null,null,null,"x",null,null,null,null,null,null,null,null,null,null,null,"x",null,null,null,"x",null,null,1,null,null,null,null,null,null,null,null,null,null,null,null,null,null,null,null,null,null,null,null,null,null,1,null,null,null,null,null,null,null,null,null,null,null,null,null,null,null,null,null,"x",null,null,null,null,"x",null,null,null,null,null,null,null,null,null,null,1]
["ACSM1-04Ax-175A-4","R8",175,"3x150+70","3x240+95Cu",null,null,null,null,null,null,null,null,null,null,null,null,null,"3",null,null,null,null,null,null,null,null,null,null,null,null,"3",null,null,null,null,null,null,null,null,null,null,null,null,null,null,null,null,null,null,null,null,null,null,null,null,3,null,null,null,null,null,null,null,null,null,null,null,null,null,null,null,null,2,null,null,null,null,null,null,null,null,null,null,null,null,null,null,null,null,null,null,null,"x",null,null,null,null,null,null,null,null,null,null,null,"x",null,null,null,"x",null,null,1,null,null,null,null,null,null,null,null,null,null,null,null,null,null,null,null,null,null,null,null,null,null,null,null,1,null,null,null,null,null,null,null,null,null,null,null,null,null,null,null,"x",null,null,null,null,"x",null,null,null,null,null,null,null,null,null,null,1]
["ACSM1-04Ax-210A-4","R8",210,"3x185+70","3x240+95Cu",null,null,null,null,null,null,null,null,null,null,null,null,null,null,null,"3",null,null,null,null,null,null,null,null,null,null,null,"3",null,null,null,null,null,null,null,null,null,null,null,null,null,null,null,null,null,null,null,null,null,null,null,null,null,3,null,null,null,null,null,null,null,null,null,null,null,null,null,null,null,2,null,null,null,null,null,null,null,null,null,null,null,null,null,null,null,null,null,null,"x",null,null,null,null,null,null,null,null,null,null,null,"x",null,null,null,"x",null,null,null,1,null,null,null,null,null,null,null,null,null,null,null,null,null,null,null,null,null,null,null,null,null,null,null,1,null,null,null,null,null,null,null,null,null,null,null,null,null,null,null,"x",null,null,null,null,"x",null,null,null,null,null,null,null,null,null,null,1]
["ACSM1-04Lx-110A-4","R8",110,"3x95+50","3x150+50Cu",null,null,null,null,null,null,null,null,null,null,null,null,3,null,null,null,null,null,null,null,null,null,null,"3",null,null,null,null,null,null,null,null,null,null,null,null,null,null,null,null,null,null,null,null,null,null,null,null,null,3,null,null,null,null,null,null,null,null,null,null,null,null,null,null,null,null,null,2,null,null,null,null,null,null,null,null,null,null,null,null,null,null,null,null,null,null,null,null,"x",null,null,null,null,null,null,null,null,null,null,null,"x",null,null,null,"x",null,null,1,null,null,null,null,null,null,null,null,null,null,null,null,null,null,null,null,null,null,null,null,1,null,null,null,null,null,null,null,null,null,null,null,null,null,null,null,null,null,null,1,null,null,null,null,1,null,null,null,null,null,null,null,null,null,null,null,1]
["ACSM1-04Lx-135A-4","R8",135,"3x120+70","3x185+57Cu",null,null,null,null,null,null,null,null,null,null,null,null,null,3,null,null,null,null,null,null,null,null,null,null,null,3,null,null,null,null,null,null,null,null,null,null,null,null,null,null,null,null,null,null,null,null,null,null,null,null,3,null,null,null,null,null,null,null,null,null,null,null,null,null,null,null,null,null,2,null,null,null,null,null,null,null,null,null,null,null,null,null,null,null,null,null,null,null,"x",null,null,null,null,null,null,null,null,null,null,null,"x",null,null,null,"x",null,null,1,null,null,null,null,null,null,null,null,null,null,null,null,null,null,null,null,null,null,null,null,null,null,1,null,null,null,null,null,null,null,null,null,null,null,null,null,null,null,null,null,"x",null,null,null,null,"x",null,null,null,null,null,null,null,null,null,null,1]
["ACSM1-04Lx-175A-4","R8",175,"3x150+70","3x240+95Cu",null,null,null,null,null,null,null,null,null,null,null,null,null,3,null,null,null,null,null,null,null,null,null,null,null,null,3,null,null,null,null,null,null,null,null,null,null,null,null,null,null,null,null,null,null,null,null,null,null,null,null,3,null,null,null,null,null,null,null,null,null,null,null,null,null,null,null,null,2,null,null,null,null,null,null,null,null,null,null,null,null,null,null,null,null,null,null,null,"x",null,null,null,null,null,null,null,null,null,null,null,"x",null,null,null,"x",null,null,1,null,null,null,null,null,null,null,null,null,null,null,null,null,null,null,null,null,null,null,null,null,null,null,null,1,null,null,null,null,null,null,null,null,null,null,null,null,null,null,null,"x",null,null,null,null,"x",null,null,null,null,null,null,null,null,null,null,1]
["ACSM1-04Lx-210A-4","R8",210,"3x185+70","3x240+95Cu",null,null,null,null,null,null,null,null,null,null,null,null,null,null,null,3,null,null,null,null,null,null,null,null,null,null,null,3,null,null,null,null,null,null,null,null,null,null,null,null,null,null,null,null,null,null,null,null,null,null,null,null,null,3,null,null,null,null,null,null,null,null,null,null,null,null,null,null,null,2,null,null,null,null,null,null,null,null,null,null,null,null,null,null,null,null,null,null,"x",null,null,null,null,null,null,null,null,null,null,null,"x",null,null,null,"x",null,null,null,1,null,null,null,null,null,null,null,null,null,null,null,null,null,null,null,null,null,null,null,null,null,null,null,1,null,null,null,null,null,null,null,null,null,null,null,null,null,null,null,"x",null,null,null,null,"x",null,null,null,null,null,null,null,null,null,null,1]
["ACSM1-04Lx-260A-4","R8",260,"3x240+70","2x(3x95)",null,null,null,null,null,null,null,null,null,null,null,null,null,null,null,null,3,null,null,null,null,null,null,null,null,null,null,3,null,null,null,null,null,null,null,null,null,null,null,null,null,null,null,null,null,null,null,null,null,null,null,null,null,null,3,null,null,null,null,null,null,null,null,null,null,null,null,null,null,null,null,2,null,null,null,null,null,null,null,null,null,null,null,null,null,null,null,null,"x",null,null,null,null,null,null,null,null,null,null,null,"x",null,null,null,"x",null,null,null,1,null,null,null,null,null,null,null,null,null,null,null,null,null,null,null,null,null,null,null,null,null,null,null,null,null,1,null,null,null,null,null,null,null,null,null,null,null,null,null,"x",null,null,null,null,"x",null,null,null,null,null,null,null,null,null,null,null,1]
["ACSM1-04-390A-4","G1",350,"2 x (3x120)","3 x (3x120)",null,null,null,null,null,null,null,null,null,null,null,null,null,null,null,null,null,null,null,null,"x",null,null,null,null,null,null,null,3,null,null,null,null,null,null,null,null,null,null,null,null,null,null,null,null,null,null,null,null,null,null,null,null,null,null,null,null,null,null,null,null,null,null,null,null,null,null,null,null,null,null,null,null,null,null,null,null,null,null,null,null,null,null,null,null,null,null,null,"x",null,null,null,null,null,null,null,null,null,null,null,"x",null,null,null,"x",null,null,null,null,null,null,null,null,null,null,null,null,null,null,null,null,null,null,null,null,null,null,null,null,null,null,null,null,null,null,null,null,null,null,null,null,null,null,null,null,null,null,null,"x",null,null,null,null,"x",null,null,null,null,null,null,null,null,null,null,null,2]
["ACSM1-04-500A-4","G1",450,"3 x (3x95)","3 x (3x150)",null,null,null,null,null,null,null,null,null,null,null,null,null,null,null,null,null,null,null,null,"x",null,null,null,null,null,null,null,null,null,3,null,null,null,null,null,null,null,null,null,null,null,null,null,null,null,null,null,null,null,null,null,null,null,null,null,null,null,null,null,null,null,null,null,null,null,null,null,null,null,null,null,null,null,null,null,null,null,null,null,null,null,null,null,null,null,null,null,"x",null,null,null,null,null,null,null,null,null,null,null,"x",null,null,null,"x",null,null,null,null,null,null,null,null,null,null,null,null,null,null,null,null,null,null,null,null,null,null,null,null,null,null,null,null,null,null,null,null,null,null,null,null,null,null,null,null,null,null,null,"x",null,null,null,null,"x",null,null,null,null,null,null,null,null,null,null,null,2]
["ACSM1-04-580A-4","G2",530,"3 x (3x120)","3 x (3x185)",null,null,null,null,null,null,null,null,null,null,null,null,null,null,null,null,null,null,null,null,"x",null,null,null,null,null,null,null,null,null,null,null,3,null,null,null,null,null,null,null,null,null,null,null,null,null,null,null,null,null,null,null,null,null,null,null,null,null,null,null,null,null,null,null,null,null,null,null,null,null,null,null,null,null,null,null,null,null,null,null,null,null,null,null,null,null,null,null,"x",null,null,null,null,null,null,null,null,null,null,null,"x",null,null,null,"x",null,null,null,null,null,null,null,null,null,null,null,null,null,null,null,null,null,null,null,null,null,null,null,null,null,null,null,null,null,null,null,null,null,null,null,null,null,null,null,null,null,null,null,"x",null,null,null,null,"x",null,null,null,null,null,null,null,null,null,null,null,3]
["ACSM1-04-635A-4","G2",580,"3 x (3x150)","3 x (3x240)",null,null,null,null,null,null,null,null,null,null,null,null,null,null,null,null,null,null,null,null,"x",null,null,null,null,null,null,null,null,null,null,null,3,null,null,null,null,null,null,null,null,null,null,null,null,null,null,null,null,null,null,null,null,null,null,null,null,null,null,null,null,null,null,null,null,null,null,null,null,null,null,null,null,null,null,null,null,null,null,null,null,null,null,null,null,null,null,null,"x",null,null,null,null,null,null,null,null,null,null,null,"x",null,null,null,"x",null,null,null,null,null,null,null,null,null,null,null,null,null,null,null,null,null,null,null,null,null,null,null,null,null,null,null,null,null,null,null,null,null,null,null,null,null,null,null,null,null,null,null,"x",null,null,null,null,"x",null,null,null,null,null,null,null,null,null,null,null,3]
["UN = 200 … 240 V",null,null,"Cu","Al"]
["ACQ810-04-02A7-2","R2",2.7,"3x1.5+1.5","-",3,null,null,null,null,null,null,null,null,null,null,null,null,null,null,null,null,null,null,null,null,"x",null,null,null,null,null,null,null,null,null,null,null,null,null,null,null,3,null,null,null,null,null,null,null,null,null,null,null,null,null,null,null,null,null,null,null,null,null,null,null,2,null,null,null,null,null,null,null,null,null,null,null,null,null,null,1,null,null,null,null,null,null,null,null,null,null,null,null,1,null,null,null,null,null,null,null,null,null,null,null,1,null,null,null,"x",null,null,null,null,null,null,null,null,1,null,null,null,null,null,null,null,null,null,null,null,null,null,null,null,null,null,null,null,null,null,null,null,null,null,null,null,null,null,1,null,null,null,null,1,null,null,null,null,null,null,null,null,null,null,null,null,null,null,null,null,null,"x"]
["ACQ810-04-03A0-2","R2",3,"3x1.5+1.5","-",3,null,null,null,null,null,null,null,null,null,null,null,null,null,null,null,null,null,null,null,null,"x",null,null,null,null,null,null,null,null,null,null,null,null,null,null,null,3,null,null,null,null,null,null,null,null,null,null,null,null,null,null,null,null,null,null,null,null,null,null,null,2,null,null,null,null,null,null,null,null,null,null,null,null,null,null,1,null,null,null,null,null,null,null,null,null,null,null,null,1,null,null,null,null,null,null,null,null,null,null,null,1,null,null,null,"x",null,null,null,null,null,null,null,null,1,null,null,null,null,null,null,null,null,null,null,null,null,null,null,null,null,null,null,null,null,null,null,null,null,null,null,null,null,null,1,null,null,null,null,1,null,null,null,null,null,null,null,null,null,null,null,null,null,null,null,null,null,"x"]
["ACQ810-04-03A5-2","R2",3.5,"3x1.5+1.5","-",null,3,null,null,null,null,null,null,null,null,null,null,null,null,null,null,null,null,null,null,null,"x",null,null,null,null,null,null,null,null,null,null,null,null,null,null,null,null,3,null,null,null,null,null,null,null,null,null,null,null,null,null,null,null,null,null,null,null,null,null,null,2,null,null,null,null,null,null,null,null,null,null,null,null,null,null,null,1,null,null,null,null,null,null,null,null,null,null,null,1,null,null,null,null,null,null,null,null,null,null,null,1,null,null,null,"x",null,null,null,null,null,null,null,null,1,null,null,null,null,null,null,null,null,null,null,null,null,null,null,null,null,null,null,null,null,null,null,null,null,null,null,null,null,null,1,null,null,null,null,1,null,null,null,null,null,null,null,null,null,null,null,null,null,null,null,null,null,"x"]
["ACQ810-04-04A9-2","R2",4.9000000000000004,"3x1.5+1.5","-",null,3,null,null,null,null,null,null,null,null,null,null,null,null,null,null,null,null,null,null,null,"x",null,null,null,null,null,null,null,null,null,null,null,null,null,null,null,null,3,null,null,null,null,null,null,null,null,null,null,null,null,null,null,null,null,null,null,null,null,null,null,2,null,null,null,null,null,null,null,null,null,null,null,null,null,null,null,null,1,null,null,null,null,null,null,null,null,null,null,null,1,null,null,null,null,null,null,null,null,null,null,1,null,null,null,"x",null,null,null,null,null,null,null,null,1,null,null,null,null,null,null,null,null,null,null,null,null,null,null,null,null,null,null,null,null,null,null,null,null,null,null,null,null,null,1,null,null,null,null,1,null,null,null,null,null,null,null,null,null,null,null,null,null,null,null,null,null,"x"]
["ACQ810-04-06A3-2","R2",6.3,"3x1.5+1.5","-",null,null,3,null,null,null,null,null,null,null,null,null,null,null,null,null,null,null,null,null,null,"x",null,null,null,null,null,null,null,null,null,null,null,null,null,null,null,null,null,3,null,null,null,null,null,null,null,null,null,null,null,null,null,null,null,null,null,null,null,null,null,2,null,null,null,null,null,null,null,null,null,null,null,null,null,null,null,null,null,1,null,null,null,null,null,null,null,null,null,null,null,1,null,null,null,null,null,null,null,null,null,1,null,null,null,"x",null,null,null,null,null,null,null,null,1,null,null,null,null,null,null,null,null,null,null,null,null,null,null,null,null,null,null,null,null,null,null,null,null,null,null,null,null,null,1,null,null,null,null,1,null,null,null,null,null,null,null,null,null,null,null,null,null,null,null,null,null,"x"]
["ACQ810-04-08A3-2","R3",8.3000000000000007,"3x2.5+2.5","-",null,null,3,null,null,null,null,null,null,null,null,null,null,null,null,null,null,null,null,null,null,"x",null,null,null,null,null,null,null,null,null,null,null,null,null,null,null,null,null,3,null,null,null,null,null,null,null,null,null,null,null,null,null,null,null,null,null,null,null,null,null,null,2,null,null,null,null,null,null,null,null,null,null,null,null,null,null,null,null,1,null,null,null,null,null,null,null,null,null,null,null,1,null,null,null,null,null,null,null,null,null,1,null,null,null,"x",null,null,null,null,null,null,null,null,1,null,null,null,null,null,null,null,null,null,null,null,null,null,null,null,null,null,null,null,null,null,null,null,null,null,null,null,null,null,1,null,null,null,null,1,null,null,null,null,null,null,null,null,null,null,null,null,null,null,null,null,null,"x"]
["ACQ810-04-11A0-2","R3",11,"3x2.5+2.5","-",null,null,null,3,null,null,null,null,null,null,null,null,null,null,null,null,null,null,null,null,null,"x",null,null,null,null,null,null,null,null,null,null,null,null,null,null,null,null,null,null,3,null,null,null,null,null,null,null,null,null,null,null,null,null,null,null,null,null,null,null,null,null,null,2,null,null,null,null,null,null,null,null,null,null,null,null,null,null,null,null,1,null,null,null,null,null,null,null,null,null,null,null,1,null,null,null,null,null,null,null,null,1,null,null,null,"x",null,null,null,null,null,null,null,null,1,null,null,null,null,null,null,null,null,null,null,null,null,null,null,null,null,null,null,null,null,null,null,null,null,null,null,null,null,null,1,null,null,null,null,1,null,null,null,null,null,null,null,null,null,null,null,null,null,null,null,null,null,"x"]
["ACQ810-04-14A4-2","R3",14.4,"3x4+4","-",null,null,null,null,3,null,null,null,null,null,null,null,null,null,null,null,null,null,null,null,null,"x",null,null,null,null,null,null,null,null,null,null,null,null,null,null,null,null,null,null,null,3,null,null,null,null,null,null,null,null,null,null,null,null,null,null,null,null,null,null,null,null,null,2,null,null,null,null,null,null,null,null,null,null,null,null,null,null,null,null,null,1,null,null,null,null,null,null,null,null,null,null,null,1,null,null,null,null,null,null,null,1,null,null,null,"x",null,null,null,null,null,null,null,null,1,null,null,null,null,null,null,null,null,null,null,null,null,null,null,null,null,null,null,null,null,null,null,null,null,null,null,null,null,null,1,null,null,null,null,1,null,null,null,null,null,null,null,null,null,null,null,null,null,null,null,null,null,"x"]
["ACQ810-04-021A-2","R4",21,"3x6+6","3x25+16Cu",null,null,null,null,3,null,null,null,null,null,null,null,null,null,null,null,null,null,null,null,null,"x",null,null,null,null,null,null,null,null,null,null,null,null,null,null,null,null,null,null,null,3,null,null,null,null,null,null,null,null,null,null,null,null,null,null,null,null,null,null,null,null,null,null,2,null,null,null,null,null,null,null,null,null,null,null,null,null,null,null,null,null,1,null,null,null,null,null,null,null,null,null,null,null,1,null,null,null,null,null,null,null,1,null,null,"x",null,null,null,null,null,null,null,null,null,null,1,null,null,null,null,null,null,null,null,null,null,null,null,null,null,null,null,null,null,null,null,null,null,null,null,null,null,null,null,1,null,null,null,null,1,null,null,null,null,null,null,null,null,null,null,null,null,null,null,null,null,"x"]
["ACQ810-04-028A-2","R4",28,"3x6+6","3x25+16Cu",null,null,null,null,null,3,null,null,null,null,null,null,null,null,null,null,null,null,null,null,null,"x",null,null,null,null,null,null,null,null,null,null,null,null,null,null,null,null,null,null,null,null,3,null,null,null,null,null,null,null,null,null,null,null,null,null,null,null,null,null,null,null,null,null,2,null,null,null,null,null,null,null,null,null,null,null,null,null,null,null,null,null,null,1,null,null,null,null,null,null,null,null,null,null,null,1,null,null,null,null,null,null,1,null,null,"x",null,null,null,null,null,null,null,null,null,null,null,null,1,null,null,null,null,null,null,null,null,null,null,null,null,null,null,null,null,null,null,null,null,null,null,null,null,null,null,1,null,null,null,null,1,null,null,null,null,null,null,null,null,null,null,null,null,null,null,null,null,"x"]
["ACQ810-04-035A-2","R5",35,"3x10+10","3x25+16Cu",null,null,null,null,null,null,null,3,null,null,null,null,null,null,null,null,null,null,null,null,null,"x",null,null,null,null,null,null,null,null,null,null,null,null,null,null,null,null,null,null,null,null,null,3,null,null,null,null,null,null,null,null,null,null,null,null,null,null,null,null,null,null,null,null,null,2,null,null,null,null,null,null,null,null,null,null,null,null,null,null,null,null,null,null,1,null,null,null,null,null,null,null,null,null,null,null,1,null,null,null,null,null,1,null,null,"x",null,null,null,null,null,null,null,null,null,null,null,null,null,null,1,null,null,null,null,null,null,null,null,null,null,null,null,null,null,null,null,null,null,null,null,null,null,null,null,null,1,null,null,null,null,1,null,null,null,null,null,null,null,null,null,null,null,null,null,null,null,"x"]
["ACQ810-04-040A-2","R5",40,"3x16+10","3x25+16Cu",null,null,null,null,null,null,null,3,null,null,null,null,null,null,null,null,null,null,null,null,null,"x",null,null,null,null,null,null,null,null,null,null,null,null,null,null,null,null,null,null,null,null,null,null,3,null,null,null,null,null,null,null,null,null,null,null,null,null,null,null,null,null,null,null,null,2,null,null,null,null,null,null,null,null,null,null,null,null,null,null,null,null,null,null,null,1,null,null,null,null,null,null,null,null,null,null,null,1,null,null,null,null,1,null,null,"x",null,null,null,null,null,null,null,null,null,null,null,null,null,null,null,null,1,null,null,null,null,null,null,null,null,null,null,null,null,null,null,null,null,null,null,null,null,null,null,null,1,null,null,null,null,1,null,null,null,null,null,null,null,null,null,null,null,null,null,null,null,"x"]
["ACQ810-04-053A-2","R6",53,"3x25+16","3x25+16Cu",null,null,null,null,null,null,null,null,3,null,null,null,null,null,null,null,null,null,null,null,null,"x",null,null,null,null,null,null,null,null,null,null,null,null,null,null,null,null,null,null,null,null,null,null,null,3,null,null,null,null,null,null,null,null,null,null,null,null,null,null,null,null,null,null,null,null,2,null,null,null,null,null,null,null,null,null,null,null,null,null,null,null,null,null,null,null,1,null,null,null,null,null,null,null,null,null,null,null,1,null,null,null,null,1,null,"x",null,null,null,null,null,null,null,null,null,null,null,null,null,null,null,null,1,null,null,null,null,null,null,null,null,null,null,null,null,null,null,null,null,null,null,null,null,null,null,null,1,null,null,null,null,1,null,null,null,null,null,null,null,null,null,null,null,null,null,null,null,"x"]
["ACQ810-04-067A-2","R6",67,"3x35+16","3x50+16Cu",null,null,null,null,null,null,null,null,null,3,null,null,null,null,null,null,null,null,null,null,null,"x",null,null,null,null,null,null,null,null,null,null,null,null,null,null,null,null,null,null,null,null,null,null,null,null,3,null,null,null,null,null,null,null,null,null,null,null,null,null,null,null,null,null,null,null,2,null,null,null,null,null,null,null,null,null,null,null,null,null,null,null,null,null,null,null,null,1,null,null,null,null,null,null,null,null,null,null,null,1,null,null,null,1,null,"x",null,null,null,null,null,null,null,null,null,null,null,null,null,null,null,null,null,null,null,null,1,null,null,null,null,null,null,null,null,null,null,null,null,null,null,null,null,null,null,null,1,null,null,null,null,1,null,null,null,null,null,null,null,null,null,null,null,null,null,null,null,"x"]
["ACQ810-04-080A-2","R6",80,"3x35+16","3x70+21Cu",null,null,null,null,null,null,null,null,null,null,3,null,null,null,null,null,null,null,null,null,null,"x",null,null,null,null,null,null,null,null,null,null,null,null,null,null,null,null,null,null,null,null,null,null,null,null,null,3,null,null,null,null,null,null,null,null,null,null,null,null,null,null,null,null,null,null,2,null,null,null,null,null,null,null,null,null,null,null,null,null,null,null,null,null,null,null,null,1,null,null,null,null,null,null,null,null,null,null,null,1,null,null,null,1,null,"x",null,null,null,null,null,null,null,null,null,null,null,null,null,null,null,null,null,null,null,null,1,null,null,null,null,null,null,null,null,null,null,null,null,null,null,null,null,null,null,null,null,1,null,null,null,null,1,null,null,null,null,null,null,null,null,null,null,null,null,null,null,"x"]
["UN = 380 … 480 V",null,null,"Cu","Al"]
["ACQ810-04-02A7-4","R2",2.7,"3x1.5+1.5","-",3,null,null,null,null,null,null,null,null,null,null,null,null,null,null,null,null,null,null,null,null,"x",null,null,null,null,null,null,null,null,null,null,null,null,null,null,null,3,null,null,null,null,null,null,null,null,null,null,null,null,null,null,null,null,null,null,null,null,null,null,null,2,null,null,null,null,null,null,null,null,null,null,null,null,null,null,1,null,null,null,null,null,null,null,null,null,null,null,null,1,null,null,null,null,null,null,null,null,null,null,null,1,null,null,null,"x",null,null,null,null,null,null,null,null,1,null,null,null,null,null,null,null,null,null,null,null,null,null,null,null,null,null,null,null,null,null,null,null,null,null,null,null,null,null,1,null,null,null,null,1,null,null,null,null,null,null,null,null,null,null,null,null,null,null,null,null,null,"x"]
["ACQ810-04-03A0-4","R2",3,"3x1.5+1.5","-",3,null,null,null,null,null,null,null,null,null,null,null,null,null,null,null,null,null,null,null,null,"x",null,null,null,null,null,null,null,null,null,null,null,null,null,null,null,3,null,null,null,null,null,null,null,null,null,null,null,null,null,null,null,null,null,null,null,null,null,null,null,2,null,null,null,null,null,null,null,null,null,null,null,null,null,null,1,null,null,null,null,null,null,null,null,null,null,null,null,1,null,null,null,null,null,null,null,null,null,null,null,1,null,null,null,"x",null,null,null,null,null,null,null,null,1,null,null,null,null,null,null,null,null,null,null,null,null,null,null,null,null,null,null,null,null,null,null,null,null,null,null,null,null,null,1,null,null,null,null,1,null,null,null,null,null,null,null,null,null,null,null,null,null,null,null,null,null,"x"]
["ACQ810-04-03A5-4","R2",3.5,"3x1.5+1.5","-",null,3,null,null,null,null,null,null,null,null,null,null,null,null,null,null,null,null,null,null,null,"x",null,null,null,null,null,null,null,null,null,null,null,null,null,null,null,null,3,null,null,null,null,null,null,null,null,null,null,null,null,null,null,null,null,null,null,null,null,null,null,2,null,null,null,null,null,null,null,null,null,null,null,null,null,null,null,1,null,null,null,null,null,null,null,null,null,null,null,1,null,null,null,null,null,null,null,null,null,null,null,1,null,null,null,"x",null,null,null,null,null,null,null,null,1,null,null,null,null,null,null,null,null,null,null,null,null,null,null,null,null,null,null,null,null,null,null,null,null,null,null,null,null,null,1,null,null,null,null,1,null,null,null,null,null,null,null,null,null,null,null,null,null,null,null,null,null,"x"]
["ACQ810-04-04A9-4","R2",4.9000000000000004,"3x1.5+1.5","-",null,3,null,null,null,null,null,null,null,null,null,null,null,null,null,null,null,null,null,null,null,"x",null,null,null,null,null,null,null,null,null,null,null,null,null,null,null,null,3,null,null,null,null,null,null,null,null,null,null,null,null,null,null,null,null,null,null,null,null,null,null,2,null,null,null,null,null,null,null,null,null,null,null,null,null,null,null,null,1,null,null,null,null,null,null,null,null,null,null,null,1,null,null,null,null,null,null,null,null,null,null,1,null,null,null,"x",null,null,null,null,null,null,null,null,1,null,null,null,null,null,null,null,null,null,null,null,null,null,null,null,null,null,null,null,null,null,null,null,null,null,null,null,null,null,1,null,null,null,null,1,null,null,null,null,null,null,null,null,null,null,null,null,null,null,null,null,null,"x"]
["ACQ810-04-06A3-4","R2",6.3,"3x1.5+1.5","-",null,null,3,null,null,null,null,null,null,null,null,null,null,null,null,null,null,null,null,null,null,"x",null,null,null,null,null,null,null,null,null,null,null,null,null,null,null,null,null,3,null,null,null,null,null,null,null,null,null,null,null,null,null,null,null,null,null,null,null,null,null,2,null,null,null,null,null,null,null,null,null,null,null,null,null,null,null,null,null,1,null,null,null,null,null,null,null,null,null,null,null,1,null,null,null,null,null,null,null,null,null,1,null,null,null,"x",null,null,null,null,null,null,null,null,1,null,null,null,null,null,null,null,null,null,null,null,null,null,null,null,null,null,null,null,null,null,null,null,null,null,null,null,null,null,1,null,null,null,null,1,null,null,null,null,null,null,null,null,null,null,null,null,null,null,null,null,null,"x"]
["ACQ810-04-08A3-4","R3",8.3000000000000007,"3x2.5+2.5","-",null,null,3,null,null,null,null,null,null,null,null,null,null,null,null,null,null,null,null,null,null,"x",null,null,null,null,null,null,null,null,null,null,null,null,null,null,null,null,null,3,null,null,null,null,null,null,null,null,null,null,null,null,null,null,null,null,null,null,null,null,null,null,2,null,null,null,null,null,null,null,null,null,null,null,null,null,null,null,null,1,null,null,null,null,null,null,null,null,null,null,null,1,null,null,null,null,null,null,null,null,null,1,null,null,null,"x",null,null,null,null,null,null,null,null,1,null,null,null,null,null,null,null,null,null,null,null,null,null,null,null,null,null,null,null,null,null,null,null,null,null,null,null,null,null,1,null,null,null,null,1,null,null,null,null,null,null,null,null,null,null,null,null,null,null,null,null,null,"x"]
["ACQ810-04-11A0-4","R3",11,"3x2.5+2.5","-",null,null,null,3,null,null,null,null,null,null,null,null,null,null,null,null,null,null,null,null,null,"x",null,null,null,null,null,null,null,null,null,null,null,null,null,null,null,null,null,null,3,null,null,null,null,null,null,null,null,null,null,null,null,null,null,null,null,null,null,null,null,null,null,2,null,null,null,null,null,null,null,null,null,null,null,null,null,null,null,null,1,null,null,null,null,null,null,null,null,null,null,null,1,null,null,null,null,null,null,null,null,1,null,null,null,"x",null,null,null,null,null,null,null,null,1,null,null,null,null,null,null,null,null,null,null,null,null,null,null,null,null,null,null,null,null,null,null,null,null,null,null,null,null,null,1,null,null,null,null,1,null,null,null,null,null,null,null,null,null,null,null,null,null,null,null,null,null,"x"]
["ACQ810-04-14A4-4","R3",14.4,"3x4+4","-",null,null,null,null,3,null,null,null,null,null,null,null,null,null,null,null,null,null,null,null,null,"x",null,null,null,null,null,null,null,null,null,null,null,null,null,null,null,null,null,null,null,3,null,null,null,null,null,null,null,null,null,null,null,null,null,null,null,null,null,null,null,null,null,2,null,null,null,null,null,null,null,null,null,null,null,null,null,null,null,null,null,1,null,null,null,null,null,null,null,null,null,null,null,1,null,null,null,null,null,null,null,1,null,null,null,"x",null,null,null,null,null,null,null,null,1,null,null,null,null,null,null,null,null,null,null,null,null,null,null,null,null,null,null,null,null,null,null,null,null,null,null,null,null,null,1,null,null,null,null,1,null,null,null,null,null,null,null,null,null,null,null,null,null,null,null,null,null,"x"]
["ACQ810-04-021A-4","R4",21,"3x6+6","3x25+16Cu",null,null,null,null,3,null,null,null,null,null,null,null,null,null,null,null,null,null,null,null,null,"x",null,null,null,null,null,null,null,null,null,null,null,null,null,null,null,null,null,null,null,3,null,null,null,null,null,null,null,null,null,null,null,null,null,null,null,null,null,null,null,null,null,null,2,null,null,null,null,null,null,null,null,null,null,null,null,null,null,null,null,null,1,null,null,null,null,null,null,null,null,null,null,null,1,null,null,null,null,null,null,null,1,null,null,"x",null,null,null,null,null,null,null,null,null,null,1,null,null,null,null,null,null,null,null,null,null,null,null,null,null,null,null,null,null,null,null,null,null,null,null,null,null,null,null,1,null,null,null,null,1,null,null,null,null,null,null,null,null,null,null,null,null,null,null,null,null,"x"]
["ACQ810-04-028A-4","R4",28,"3x6+6","3x25+16Cu",null,null,null,null,null,3,null,null,null,null,null,null,null,null,null,null,null,null,null,null,null,"x",null,null,null,null,null,null,null,null,null,null,null,null,null,null,null,null,null,null,null,null,3,null,null,null,null,null,null,null,null,null,null,null,null,null,null,null,null,null,null,null,null,null,2,null,null,null,null,null,null,null,null,null,null,null,null,null,null,null,null,null,null,1,null,null,null,null,null,null,null,null,null,null,null,1,null,null,null,null,null,null,1,null,null,"x",null,null,null,null,null,null,null,null,null,null,null,null,1,null,null,null,null,null,null,null,null,null,null,null,null,null,null,null,null,null,null,null,null,null,null,null,null,null,null,1,null,null,null,null,1,null,null,null,null,null,null,null,null,null,null,null,null,null,null,null,null,"x"]
["ACQ810-04-035A-4","R5",35,"3x10+10","3x25+16Cu",null,null,null,null,null,null,null,3,null,null,null,null,null,null,null,null,null,null,null,null,null,"x",null,null,null,null,null,null,null,null,null,null,null,null,null,null,null,null,null,null,null,null,null,3,null,null,null,null,null,null,null,null,null,null,null,null,null,null,null,null,null,null,null,null,null,2,null,null,null,null,null,null,null,null,null,null,null,null,null,null,null,null,null,null,1,null,null,null,null,null,null,null,null,null,null,null,1,null,null,null,null,null,1,null,null,"x",null,null,null,null,null,null,null,null,null,null,null,null,null,null,1,null,null,null,null,null,null,null,null,null,null,null,null,null,null,null,null,null,null,null,null,null,null,null,null,null,1,null,null,null,null,1,null,null,null,null,null,null,null,null,null,null,null,null,null,null,null,"x"]
["ACQ810-04-040A-4","R5",40,"3x16+10","3x25+16Cu",null,null,null,null,null,null,null,3,null,null,null,null,null,null,null,null,null,null,null,null,null,"x",null,null,null,null,null,null,null,null,null,null,null,null,null,null,null,null,null,null,null,null,null,null,3,null,null,null,null,null,null,null,null,null,null,null,null,null,null,null,null,null,null,null,null,2,null,null,null,null,null,null,null,null,null,null,null,null,null,null,null,null,null,null,null,1,null,null,null,null,null,null,null,null,null,null,null,1,null,null,null,null,1,null,null,"x",null,null,null,null,null,null,null,null,null,null,null,null,null,null,null,null,1,null,null,null,null,null,null,null,null,null,null,null,null,null,null,null,null,null,null,null,null,null,null,null,1,null,null,null,null,1,null,null,null,null,null,null,null,null,null,null,null,null,null,null,null,"x"]
["ACQ810-04-053A-4","R6",53,"3x25+16","3x25+16Cu",null,null,null,null,null,null,null,null,3,null,null,null,null,null,null,null,null,null,null,null,null,"x",null,null,null,null,null,null,null,null,null,null,null,null,null,null,null,null,null,null,null,null,null,null,null,3,null,null,null,null,null,null,null,null,null,null,null,null,null,null,null,null,null,null,null,null,2,null,null,null,null,null,null,null,null,null,null,null,null,null,null,null,null,null,null,null,1,null,null,null,null,null,null,null,null,null,null,null,1,null,null,null,null,1,null,"x",null,null,null,null,null,null,null,null,null,null,null,null,null,null,null,null,1,null,null,null,null,null,null,null,null,null,null,null,null,null,null,null,null,null,null,null,null,null,null,null,1,null,null,null,null,1,null,null,null,null,null,null,null,null,null,null,null,null,null,null,null,"x"]
["ACQ810-04-067A-4","R6",67,"3x35+16","3x50+16Cu",null,null,null,null,null,null,null,null,null,3,null,null,null,null,null,null,null,null,null,null,null,"x",null,null,null,null,null,null,null,null,null,null,null,null,null,null,null,null,null,null,null,null,null,null,null,null,3,null,null,null,null,null,null,null,null,null,null,null,null,null,null,null,null,null,null,null,2,null,null,null,null,null,null,null,null,null,null,null,null,null,null,null,null,null,null,null,null,1,null,null,null,null,null,null,null,null,null,null,null,1,null,null,null,1,null,"x",null,null,null,null,null,null,null,null,null,null,null,null,null,null,null,null,null,null,null,null,1,null,null,null,null,null,null,null,null,null,null,null,null,null,null,null,null,null,null,null,1,null,null,null,null,1,null,null,null,null,null,null,null,null,null,null,null,null,null,null,null,"x"]
["ACQ810-04-080A-4","R6",80,"3x35+16","3x70+21Cu",null,null,null,null,null,null,null,null,null,null,3,null,null,null,null,null,null,null,null,null,null,"x",null,null,null,null,null,null,null,null,null,null,null,null,null,null,null,null,null,null,null,null,null,null,null,null,null,3,null,null,null,null,null,null,null,null,null,null,null,null,null,null,null,null,null,null,2,null,null,null,null,null,null,null,null,null,null,null,null,null,null,null,null,null,null,null,null,1,null,null,null,null,null,null,null,null,null,null,null,1,null,null,null,1,null,"x",null,null,null,null,null,null,null,null,null,null,null,null,null,null,null,null,null,null,null,null,1,null,null,null,null,null,null,null,null,null,null,null,null,null,null,null,null,null,null,null,null,1,null,null,null,null,1,null,null,null,null,null,null,null,null,null,null,null,null,null,null,"x"]
["ACQ810-04-098A-4","R7",98,"3x50+25","3x70+21Cu",null,null,null,null,null,null,null,null,null,null,null,3,null,null,null,null,null,null,null,null,null,null,3,null,null,null,null,null,null,null,null,null,null,null,null,null,null,null,null,null,null,null,null,null,null,null,null,null,3,null,null,null,null,null,null,null,null,null,null,null,null,null,null,null,null,null,2,null,null,null,null,null,null,null,null,null,null,null,null,null,null,null,null,null,null,null,null,null,"x",null,null,null,null,null,null,null,null,null,null,null,"x",null,null,null,"x",null,1,null,null,null,null,null,null,null,null,null,null,null,null,null,null,null,null,null,null,null,1,null,null,null,null,null,null,null,null,null,null,null,null,null,null,null,null,null,null,null,null,1,null,null,null,null,1,null,null,null,null,null,null,null,null,null,null,null,null,null,null,"x"]
["ACQ810-04-138A-4","R7",138,"3x70+35","-",null,null,null,null,null,null,null,null,null,null,null,null,"3",null,null,null,null,null,null,null,null,null,null,3,null,null,null,null,null,null,null,null,null,null,null,null,null,null,null,null,null,null,null,null,null,null,null,null,null,3,null,null,null,null,null,null,null,null,null,null,null,null,null,null,null,null,null,null,2,null,null,null,null,null,null,null,null,null,null,null,null,null,null,null,null,null,null,null,"x",null,null,null,null,null,null,null,null,null,null,null,"x",null,null,null,"x",null,1,null,null,null,null,null,null,null,null,null,null,null,null,null,null,null,null,null,null,null,null,null,null,null,1,null,null,null,null,null,null,null,null,null,null,null,null,null,null,null,null,1,null,null,null,null,1,null,null,null,null,null,null,null,null,null,null,null,null,null,null,"x"]
["ACQ810-04-162A-4","R8",162,"3x120+70","3x185+57Cu",null,null,null,null,null,null,null,null,null,null,null,null,null,null,3,null,null,null,null,null,null,null,null,null,null,3,null,null,null,null,null,null,null,null,null,null,null,null,null,null,null,null,null,null,null,null,null,null,null,null,null,null,3,null,null,null,null,null,null,null,null,null,null,null,null,null,null,null,null,2,null,null,null,null,null,null,null,null,null,null,null,null,null,null,null,null,null,null,"x",null,null,null,null,null,null,null,null,null,null,null,"x",null,null,null,"x",null,null,1,null,null,null,null,null,null,null,null,null,null,null,null,null,null,null,null,null,null,null,null,null,null,null,null,1,null,null,null,null,null,null,null,null,null,null,null,null,null,null,null,"x",null,null,null,null,"x",null,null,null,null,null,null,null,null,null,null,null,null,null,"x"]
["ACQ810-04-203A-4","R8",203,"3x150+70","3x240+95Cu",null,null,null,null,null,null,null,null,null,null,null,null,null,null,null,"3",null,null,null,null,null,null,null,null,null,null,"3",null,null,null,null,null,null,null,null,null,null,null,null,null,null,null,null,null,null,null,null,null,null,null,null,null,null,3,null,null,null,null,null,null,null,null,null,null,null,null,null,null,null,2,null,null,null,null,null,null,null,null,null,null,null,null,null,null,null,null,null,null,"x",null,null,null,null,null,null,null,null,null,null,null,"x",null,null,null,"x",null,null,1,null,null,null,null,null,null,null,null,null,null,null,null,null,null,null,null,null,null,null,null,null,null,null,null,1,null,null,null,null,null,null,null,null,null,null,null,null,null,null,null,"x",null,null,null,null,"x",null,null,null,null,null,null,null,null,null,null,null,null,null,"x"]
["ACQ810-04-240A-4","R8",240,"3x185+70","3x240+95Cu",null,null,null,null,null,null,null,null,null,null,null,null,null,null,null,null,"3",null,null,null,null,null,null,null,null,null,null,"3",null,null,null,null,null,null,null,null,null,null,null,null,null,null,null,null,null,null,null,null,null,null,null,null,null,null,3,null,null,null,null,null,null,null,null,null,null,null,null,null,null,null,2,null,null,null,null,null,null,null,null,null,null,null,null,null,null,null,null,null,"x",null,null,null,null,null,null,null,null,null,null,null,"x",null,null,null,"x",null,null,null,1,null,null,null,null,null,null,null,null,null,null,null,null,null,null,null,null,null,null,null,null,null,null,null,1,null,null,null,null,null,null,null,null,null,null,null,null,null,null,null,"x",null,null,null,null,"x",null,null,null,null,null,null,null,null,null,null,null,null,null,"x"]
["ACQ810-04-286A-4","R8",286,"3x240+70","2x(3x95)",null,null,null,null,null,null,null,null,null,null,null,null,null,null,null,null,"3",null,null,null,null,null,null,null,null,null,null,"3",null,null,null,null,null,null,null,null,null,null,null,null,null,null,null,null,null,null,null,null,null,null,null,null,null,null,null,3,null,null,null,null,null,null,null,null,null,null,null,null,null,null,null,2,null,null,null,null,null,null,null,null,null,null,null,null,null,null,null,null,"x",null,null,null,null,null,null,null,null,null,null,null,"x",null,null,null,"x",null,null,null,1,null,null,null,null,null,null,null,null,null,null,null,null,null,null,null,null,null,null,null,null,null,null,null,null,null,null,null,1,null,null,null,null,null,null,null,null,null,null,null,"x",null,null,null,null,"x",null,null,null,null,null,null,null,null,null,null,null,null,null,"x"]
["ACQ810-04-302A-4","R7",302,"2x(3x150+95)","2x(3x240+95Cu)",null,null,null,null,null,null,null,null,null,null,null,null,null,null,null,null,null,"3",null,null,null,null,null,null,null,null,null,null,null,"3",null,null,null,null,null,null,null,null,null,null,null,null,null,null,null,null,null,null,null,null,null,null,null,null,null,null,3,null,null,null,null,null,null,null,null,null,null,null,null,null,null,null,2,null,null,null,null,null,null,null,null,null,null,null,null,null,null,null,"x",null,null,null,null,null,null,null,null,null,null,null,"x",null,null,null,"x",null,null,null,null,1,null,null,null,null,null,null,null,null,null,null,null,null,null,null,null,null,null,null,null,null,null,null,null,null,null,null,1,null,null,null,null,null,null,null,null,null,null,null,"x",null,null,null,null,"x",null,null,null,null,null,null,null,null,null,null,null,null,null,"x"]
["ACQ810-04-361A-4","R7",361,"2x(3x150+95)","2x(3x240+95Cu)",null,null,null,null,null,null,null,null,null,null,null,null,null,null,null,null,null,"3",null,null,null,null,null,null,null,null,null,null,null,"3",null,null,null,null,null,null,null,null,null,null,null,null,null,null,null,null,null,null,null,null,null,null,null,null,null,null,3,null,null,null,null,null,null,null,null,null,null,null,null,null,null,null,2,null,null,null,null,null,null,null,null,null,null,null,null,null,null,null,"x",null,null,null,null,null,null,null,null,null,null,null,"x",null,null,null,"x",null,null,null,null,1,null,null,null,null,null,null,null,null,null,null,null,null,null,null,null,null,null,null,null,null,null,null,null,null,null,null,null,null,1,null,null,null,null,null,null,null,null,null,"x",null,null,null,null,"x",null,null,null,null,null,null,null,null,null,null,null,null,null,"x"]
["ACQ810-04-414A-4","R7",414,"2x(3x150+95)","2x(3x240+95Cu)",null,null,null,null,null,null,null,null,null,null,null,null,null,null,null,null,null,"3",null,null,null,null,null,null,null,null,null,null,null,"3",null,null,null,null,null,null,null,null,null,null,null,null,null,null,null,null,null,null,null,null,null,null,null,null,null,null,3,null,null,null,null,null,null,null,null,null,null,null,null,null,null,null,2,null,null,null,null,null,null,null,null,null,null,null,null,null,null,null,"x",null,null,null,null,null,null,null,null,null,null,null,"x",null,null,null,"x",null,null,null,null,1,null,null,null,null,null,null,null,null,null,null,null,null,null,null,null,null,null,null,null,null,null,null,null,null,null,null,null,null,1,null,null,null,null,null,null,null,null,null,"x",null,null,null,null,"x",null,null,null,null,null,null,null,null,null,null,null,null,null,"x"]
["ACQ810-04-477A-4","R7",477,"2x(3x240+120)","3x(3x150+50Cu) ",null,null,null,null,null,null,null,null,null,null,null,null,null,null,null,null,null,null,"3",null,null,null,null,null,null,null,null,null,null,null,null,"3",null,null,null,null,null,null,null,null,null,null,null,null,null,null,null,null,null,null,null,null,null,null,null,null,null,3,null,null,null,null,null,null,null,null,null,null,null,null,null,null,null,2,null,null,null,null,null,null,null,null,null,null,null,null,null,null,"x",null,null,null,null,null,null,null,null,null,null,null,"x",null,null,null,"x",null,null,null,null,1,null,null,null,null,null,null,null,null,null,null,null,null,null,null,null,null,null,null,null,null,null,null,null,null,null,null,null,null,null,null,1,null,null,null,null,null,null,null,"x",null,null,null,null,"x",null,null,null,null,null,null,null,null,null,null,null,null,null,"x"]
["ACQ810-04-550A-4","R7",550,"3x(3x150+95)","3x(3x240+95Cu)",null,null,null,null,null,null,null,null,null,null,null,null,null,null,null,null,null,null,"3",null,null,null,null,null,null,null,null,null,null,null,null,null,null,"3",null,null,null,null,null,null,null,null,null,null,null,null,null,null,null,null,null,null,null,null,null,null,null,null,3,null,null,null,null,null,null,null,null,null,null,null,null,null,null,null,2,null,null,null,null,null,null,null,null,null,null,null,null,null,"x",null,null,null,null,null,null,null,null,null,null,null,"x",null,null,null,"x",null,null,null,null,1,null,null,null,null,null,null,null,null,null,null,null,null,null,null,null,null,null,null,null,null,null,null,null,null,null,null,null,null,null,null,1,null,null,null,null,null,null,null,"x",null,null,null,null,"x",null,null,null,null,null,null,null,null,null,null,null,null,null,"x"]
["ACQ810-04-616A-4","R7",616,"3x(3x185+95)","3x(3x240+95Cu)",null,null,null,null,null,null,null,null,null,null,null,null,null,null,null,null,null,null,null,"3",null,null,null,null,null,null,null,null,null,null,null,null,null,null,null,"3",null,null,null,null,null,null,null,null,null,null,null,null,null,null,null,null,null,null,null,null,null,null,null,3,null,null,null,null,null,null,null,null,null,null,null,null,null,null,null,2,null,null,null,null,null,null,null,null,null,null,null,null,"x",null,null,null,null,null,null,null,null,null,null,null,"x",null,null,null,"x",null,null,null,null,null,null,1,null,null,null,null,null,null,null,null,null,null,null,null,null,null,null,null,null,null,null,null,null,null,null,null,null,null,null,null,null,null,1,null,null,null,null,null,"x",null,null,null,null,"x",null,null,null,null,null,null,null,null,null,null,null,null,null,"x"]
["ACQ810-04-704A-4","R7",704,"3x(3x185+95)","3x(3x240+95Cu)",null,null,null,null,null,null,null,null,null,null,null,null,null,null,null,null,null,null,null,3,null,null,null,null,null,null,null,null,null,null,null,null,null,null,null,3,null,null,null,null,null,null,null,null,null,null,null,null,null,null,null,null,null,null,null,null,null,null,null,3,null,null,null,null,null,null,null,null,null,null,null,null,null,null,null,2,null,null,null,null,null,null,null,null,null,null,null,null,"x",null,null,null,null,null,null,null,null,null,null,null,"x",null,null,null,"x",null,null,null,null,null,null,1,null,null,null,null,null,null,null,null,null,null,null,null,null,null,null,null,null,null,null,null,null,null,null,null,null,null,null,null,null,null,1,null,null,null,null,null,"x",null,null,null,null,"x",null,null,null,null,null,null,null,null,null,null,null,null,null,"x"]
["ACQ810-04-377A-4","G1",377,"2 x (3x120)","3 x (3x120)",null,null,null,null,null,null,null,null,null,null,null,null,null,null,null,null,null,null,null,null,"x",null,null,null,null,null,null,null,3,null,null,null,null,null,null,null,null,null,null,null,null,null,null,null,null,null,null,null,null,null,null,null,null,null,null,null,3,null,null,null,null,null,null,null,null,null,null,null,null,null,null,null,null,null,null,null,null,null,null,null,null,null,null,null,null,null,null,null,"x",null,null,null,null,null,null,null,null,null,null,null,"x",null,null,null,"x",null,null,null,null,null,1,null,null,null,null,null,null,null,null,null,null,null,null,null,null,null,null,null,null,null,null,null,null,null,null,null,null,null,null,null,null,null,null,null,null,null,null,null,"x",null,null,null,null,"x",1,null,null,null,null,null,null,null,null,null,null,null,null,"x"]
["ACQ810-04-480A-4","G1",480,"3 x (3x95)","3 x (3x150)",null,null,null,null,null,null,null,null,null,null,null,null,null,null,null,null,null,null,null,null,"x",null,null,null,null,null,null,null,null,null,3,null,null,null,null,null,null,null,null,null,null,null,null,null,null,null,null,null,null,null,null,null,null,null,null,null,null,3,null,null,null,null,null,null,null,null,null,null,null,null,null,null,null,null,null,null,null,null,null,null,null,null,null,null,null,null,null,null,"x",null,null,null,null,null,null,null,null,null,null,null,"x",null,null,null,"x",null,null,null,null,null,1,null,null,null,null,null,null,null,null,null,null,null,null,null,null,null,null,null,null,null,null,null,null,null,null,null,null,null,null,null,null,null,null,null,null,null,null,null,"x",null,null,null,null,"x",1,null,null,null,null,null,null,null,null,null,null,null,null,"x"]
["ACQ810-04-570A-4","G1",570,"3 x (3x120)","3 x (3x185)",null,null,null,null,null,null,null,null,null,null,null,null,null,null,null,null,null,null,null,null,"x",null,null,null,null,null,null,null,null,null,null,null,3,null,null,null,null,null,null,null,null,null,null,null,null,null,null,null,null,null,null,null,null,null,null,null,null,null,3,null,null,null,null,null,null,null,null,null,null,null,null,null,null,null,null,null,null,null,null,null,null,null,null,null,null,null,null,null,"x",null,null,null,null,null,null,null,null,null,null,null,"x",null,null,null,"x",null,null,null,null,null,1,null,null,null,null,null,null,null,null,null,null,null,null,null,null,null,null,null,null,null,null,null,null,null,null,null,null,null,null,null,null,null,null,null,null,null,null,null,"x",null,null,null,null,"x",1,null,null,null,null,null,null,null,null,null,null,null,null,"x"]
["ACQ810-04-634A-4","G1",634,"3 x (3x150)","3 x (3x240)",null,null,null,null,null,null,null,null,null,null,null,null,null,null,null,null,null,null,null,null,"x",null,null,null,null,null,null,null,null,null,null,null,3,null,null,null,null,null,null,null,null,null,null,null,null,null,null,null,null,null,null,null,null,null,null,null,null,null,3,null,null,null,null,null,null,null,null,null,null,null,null,null,null,null,null,null,null,null,null,null,null,null,null,null,null,null,null,null,"x",null,null,null,null,null,null,null,null,null,null,null,"x",null,null,null,"x",null,null,null,null,null,null,null,1,null,null,null,null,null,null,null,null,null,null,null,null,null,null,null,null,null,null,null,null,null,null,null,null,null,null,null,null,null,null,null,null,null,null,null,"x",null,null,null,null,"x",1,null,null,null,null,null,null,null,null,null,null,null,null,"x"]
["ACQ810-04-700A-4","G2",700,"3 x (3x185)","4 x (3x185)",null,null,null,null,null,null,null,null,null,null,null,null,null,null,null,null,null,null,null,null,"x",null,null,null,null,null,null,null,null,null,null,null,null,null,3,null,null,null,null,null,null,null,null,null,null,null,null,null,null,null,null,null,null,null,null,null,null,null,3,null,null,null,null,null,null,null,null,null,null,null,null,null,null,null,null,null,null,null,null,null,null,null,null,null,null,null,null,null,"x",null,null,null,null,null,null,null,null,null,null,null,"x",null,null,null,"x",null,null,null,null,null,null,null,null,1,null,null,null,null,null,null,null,null,null,null,null,null,null,null,null,null,null,null,null,null,null,null,null,null,null,null,null,null,null,null,null,null,null,null,"x",null,null,null,null,"x",1,null,null,null,null,null,null,null,null,null,null,null,null,"x"]
["ACQ810-04-785A-4","G2",785,"3 x (3x240)","4 x (3x240)",null,null,null,null,null,null,null,null,null,null,null,null,null,null,null,null,null,null,null,null,"x",null,null,null,null,null,null,null,null,null,null,null,null,null,null,3,null,null,null,null,null,null,null,null,null,null,null,null,null,null,null,null,null,null,null,null,null,null,null,3,null,null,null,null,null,null,null,null,null,null,null,null,null,null,null,null,null,null,null,null,null,null,null,null,null,null,null,null,"x",null,null,null,null,null,null,null,null,null,null,null,"x",null,null,null,"x",null,null,null,null,null,null,null,null,1,null,null,null,null,null,null,null,null,null,null,null,null,null,null,null,null,null,null,null,null,null,null,null,null,null,null,null,null,null,null,null,null,null,null,"x",null,null,null,null,"x",null,1,null,null,null,null,null,null,null,null,null,null,null,"x"]
["ACQ810-04-857A-4","G2",857,"3 x (3x240)","4 x (3x240)",null,null,null,null,null,null,null,null,null,null,null,null,null,null,null,null,null,null,null,null,"x",null,null,null,null,null,null,null,null,null,null,null,null,null,null,3,null,null,null,null,null,null,null,null,null,null,null,null,null,null,null,null,null,null,null,null,null,null,null,null,3,null,null,null,null,null,null,null,null,null,null,null,null,null,null,null,null,null,null,null,null,null,null,null,null,null,null,null,"x",null,null,null,null,null,null,null,null,null,null,null,"x",null,null,null,"x",null,null,null,null,null,null,null,null,1,null,null,null,null,null,null,null,null,null,null,null,null,null,null,null,null,null,null,null,null,null,null,null,null,null,null,null,null,null,null,null,null,null,null,"x",null,null,null,null,"x",null,1,null,null,null,null,null,null,null,null,null,null,null,"x"]
[]
[]
[null,null,null,"    "]
[null,null,null,null,null,null,null,null,null,null,null,null,null,null,null,null,null,null,null,null,null,null,null,null,null,null,null,null,null,null,null,null,null,null,null,null,null,null,null,null,null,null,null,null,null,null,null,null,null,null,null,null,null,null,null,null,null,null,null,null,null,null,null,null,null,null,null,"    "]
[]
[]
[]
[]
[]
[]
[]
[]
[]
[]
[]
[]
[]
[]
[]
[]
[null,null,null,null," "]

{"sheet":"ACS800_04_230V_690V","index":3,"n_rows":229,"n_cols":242,"rows_kept":229,"cut":false,"hidden":false,"merged":[]}
[null,null,null,"Main Cable",null,"Main Fuses (gG)",null,null,null,null,null,null,null,null,null,null,null,null,null,null,null,null,null,null,null,null,null,null,null,null,null,null,null,null,null,null,null,null,null,null,"Main Fuses (aR)",null,null,null,null,null,null,null,null,null,null,null,null,null,null,null,null,null,null,null,null,null,null,null,null,"Main Fuses (UL)",null,null,null,null,null,null,null,null,null,null,null,null,null,null,null,null,null,null,"Main Switch",null,null,null,null,null,null,null,null,null,null,null,null,null,null,"Main Contactor",null,null,null,null,null,null,null,null,null,null,null,null,null,null,null,null,null,null,null,null,null,null,null,null,null,null,null,null,null,"Auxliary voltage circuit",null,null,null,null,"Emergency Stop (cat. 0)",null,null,null,null,null,"Emergency Stop (cat. 1)",null,null,null,null,null,null,null,null,"Output Chokes",null,null,null,null,null,null,null,null,null,null,null,null,null,null,null,"Braking Resistor",null,null,null,null,null,null,null,null,"Nsin Filter","Motor Fan Starter (option)",null,null,null,null,null,null,null,null,null,null,null,null,null,null,null,null,null,"Thermistor relay (option)",null,null,"PT-100 Relay (option)",null,null,"Cabinet Heater (option)",null,null,null,null,null,"Earth Fault monitoring (option)",null,null,null,null,null,null,"Prevention of unexpected start-up (option)",null,null,"Motor Heater Control (option)",null,null,null,"Bypass (option)"]
[null,null,null,null,null,null,null,null,null,null,null,null,null,null,null,null,null,null,null,null,null,null,null,null,null,null,null,null,null,null,null,null,null,null,null,null,null,null,null,null,null,null,null,null,null,null,null,null,null,null,null,null,null,null,null,null,null,null,null,null,null,null,null,null,null,null,null,null,null,null,null,null,null,null,null,null,null,null,null,null,null,null,null,null,"Circuit Diagram ref. nbr. 00362465",null,null,null,null,null,null,null,null,null,null,null,null,null,null,"Circuit Diagram ref. nbr. 00362465",null,null,null,null,null,null,null,null,null,null,null,null,null,null,null,null,null,null,null,null,null,null,null,null,null,null,null,null,null,"Circuit Diagram ref. Nbr. 00362606",null,null,null,null,"Circuit Diagram ref. nbr. 00362606, 00362608",null,null,null,null,null,"Circuit Diagram ref. nbr. 00362606, 00362609, 00362645, 00362646, 00362746, 00362748, 00362749",null,null,null,null,null,null,null,null,"Circuit Diagram ref. nbr. 00362465",null,null,null,null,null,null,null,null,null,null,null,null,null,null,null,"Circuit Diagram ref. nbr. 00362933, 00362933",null,null,null,null,null,null,null,null,"Circuit Diagram ref. nbr.","Circuit Diagram ref. nbr. 00362827",null,null,null,null,null,null,null,null,null,null,null,null,null,null,null,null,null,"Circuit Diagram ref. nbr. 00362928",null,null,"Circuit Diagram ref. nbr. 00362929",null,null,"Circuit Diagram ref. nbr. 00362931",null,null,null,null,null,"Circuit Diagram ref. nbr. 00362826",null,null,null,null,null,null,"Circuit Diagram ref. nbr. 00362825",null,null,"Circuit Diagram ref. nbr. 00362925",null,null,null,"Circuit Diagram ref. nbr. 00371251, 00371252"]
["Type",null,"Current ratings","Mains cable *",null,"gG Fuses (see footnotes)",null,null,null,null,null,null,null,null,null,null,null,null,null,null,null,null,null,null,null,null,null,null,null,null,null,null,null,null,null,null,null,null,null,null,null,null,null,null,null,null,null,null,null,null,null,null,null,"aR Fuses(see footnotes)",null,null,null,null,null,null,null,null,null,null,null,"UL-class",null,null,null,null,null,null,null,null,null,null,null,null,null,null,null,null,null,null,"Switch Fuse",null,null,null,null,null,null,null,null,null,null,null,null,null,null,"Contactor",null,null,null,null,null,null,null,null,null,null,null,null,null,null,null,null,null,null,null,null,null,null,null,null,null,null,null,null,null,"Aux. voltageTrnasformer","Aux. Voltage Transformer","Auxliary circuit fuse","Auxliary circuit fuse","Circuit breaker","Relay","Relay","Time Relay","Time Relay","Selector Switch Head","Emercency Stop Button","Safefty Relay","IO-Extencion Unit","Lighted Push Putton","Connector","Time Relay","Relay","Relay","Emercency Stop Button","Dicital IO-Extencion","Output Chokes",null,null,null,null,null,null,null,null,null,null,null,null,null,null,null,"Braking Resistor",null,null,null,null,null,null,null,null,"Nsin Filter","Motor Circuit Braker","Motor Circuit Braker","Motor Circuit Braker","Motor Circuit Braker","Motor Circuit Braker","Motor Circuit Braker","Aux. Contact Unit","Contactor","Contactor","Contactor","Contactor","Contactor","Contactor","Fuse Holder","Fuse Holder","Cartridge Fuse","Cartridge Fuse","Cartridge Fuse","Thermistor relay","Relay","Relay","PT-100 Relay","Relay","Relay","Load Switch","Auxiliary Contact","Protection Switch","Auxiliary Contact","Switching Cub. Heater","Switching Cub. Heater","Insulation Level Supervision Relay","Insulation Level Supervision Relay","Lighted Push Putton","Led Lamp","Led Lamp","Relay","Relay","Safety Relay","Safety Relay","GDR Power Sypply\n24V","Load Switch","Auxiliary Contact","Protection Switch","Auxiliary Contact","Load Switch","Load Switch","Load Switch","Load Switch","Load Switch","Load Switch","Load Switch","Load Switch","Load Switch","Load Switch","Load Switch","Load Switch","Load Switch","Auxliary contact","Auxliary contact","Auxliary contact","The attachment levers for change over switch","The attachment levers for change over switch","The attachment levers for change over switch","The attachment levers for change over switch","The attachment levers for bypass switch","Relay","Relay"]
[null,null,null,null,null,"gG Fuses","gG Fuses","gG Fuses","gG Fuses","gG Fuses","gG Fuses","gG Fuses","gG Fuses","gG Fuses","gG Fuses","gG Fuses","gG Fuses","gG Fuses","gG Fuses","gG Fuses","gG Fuses","gG Fuses","gG Fuses","gG Fuses","gG Fuses","gG Fuses","gG Fuses","gG Fuses","gG Fuses","gG Fuses","gG Fuses","gG Fuses","gG Fuses","gG Fuses","gG Fuses","gG Fuses","gG Fuses","gG Fuses","gG Fuses","gG Fuses","aR Fuses","aR Fuses","aR Fuses","aR Fuses","aR Fuses","aR Fuses","aR Fuses","aR Fuses","aR Fuses","aR Fuses","aR Fuses","aR Fuses","aR Fuses","aR Fuses","aR Fuses","aR Fuses","aR Fuses","aR Fuses","aR Fuses","aR Fuses","aR Fuses","aR Fuses","aR Fuses","aR Fuses","aR Fuses","T-class","T-class","T-class","T-class","T-class","T-class","T-class","T-class","T-class","T-class","T-class","T-class","T-class","T-class","T-class","T-class","T-class","L-class","L-class","Switch Fuse","Switch Fuse","Switch Fuse","Switch Fuse","Switch Fuse","Switch Fuse","Switch Fuse","Switch Fuse","Switch Fuse","Switch Fuse","Switch Fuse","Switch Fuse","Switch Fuse","Switch Fuse","Switch Fuse","Contactor","Contactor","Contactor","Contactor","Contactor","Contactor","Contactor","Contactor","Contactor","Contactor","Contactor","Contactor","Contactor","Contactor","Contactor","Contactor","Contactor","Contactor","Contactor","Contactor","Contactor","Contactor","Contactor","Contactor","Contactor","Contactor","Contactor","Contactor","Contactor","Contactor","Aux.voltage transformer","Aux. Voltage Transformer","Auxliary circuit fuse","Auxliary circuit fuse","Circuit breaker","Relay","Relay","Time Relay","Time Relay","Selector Switch Head","Emercency Stop Button","Safefty Relay","IO-Extencion Unit","Lighted Push Putton","Connector","Time Relay","Relay","Relay","Emercency Stop Button","Dicital IO-Extencion","Output Chokes Unprotected (IP00)","Output Chokes Unprotected (IP00)","Output Chokes Unprotected (IP00)","Output Chokes Unprotected (IP00)","Output Chokes Unprotected (IP00)","Output Chokes protected (IP22)","Output Chokes protected (IP22)","Output Chokes protected (IP22)","Output Chokes protected (IP22)","Output Chokes protected (IP54)","Output Chokes protected (IP54)","Output Chokes protected (IP54)","Output Chokes protected (IP54)","Output Chokes","Output Chokes","Output Chokes","Braking Resistor","Braking Resistor","Braking Resistor","Braking Resistor","Braking Resistor","Braking Resistor","Braking Resistor","Braking Resistor","Braking Resistor","Nsin Filter","Motor Circuit Braker","Motor Circuit Braker","Motor Circuit Braker","Motor Circuit Braker","Motor Circuit Braker","Motor Circuit Braker","Aux. Contact Unit","Contactor","Contactor","Contactor","Contactor","Contactor","Contactor","Fuse Holder","Fuse Holder","Cartridge Fuse","Cartridge Fuse","Cartridge Fuse","Thermistor relay","Relay","Relay","PT-100 Relay","Relay","Relay","Load Switch","Auxiliary Contact","Protection Switch","Auxiliary Contact","Switching Cub. Heater","Switching Cub. Heater","Insulation Level Supervision Relay","Insulation Level Supervision Relay","Lighted Push Putton","Led Lamp","Led Lamp","Relay","Relay","Safety Relay","Safety Relay","GDR Power Sypply\n24V","Load Switch","Auxiliary Contact","Protection Switch","Auxiliary Contact","Load Switch","Load Switch","Load Switch","Load Switch","Load Switch","Load Switch","Load Switch","Load Switch","Load Switch","Load Switch","Load Switch","Load Switch","Load Switch","Auxliary contact","Auxliary contact","Auxliary contact","The attachment levers for change over switch","The attachment levers for change over switch","The attachment levers for change over switch","The attachment levers for change over switch","The attachment levers for bypass switch","Relay","Relay"]
[null,null,"I2cont.max",null,null,"ABB: OFAF000H10 10A/500V, DIN000","ABB: OFAF000H16 16A/500V, DIN000","ABB: OFAF000H20 20A/500V, DIN000","ABB: OFAF000H25 25A/500V, DIN000","ABB: OFAF000H40 40A/500V, DIN000","ABB: OFAF000H50 50A/500V, DIN000","ABB: OFAF000H63 63A/500V, DIN000","ABB: OFAF000H80 80A/500V, DIN000","ABB: OFAF000H100 100A/500V, DIN000","ABB: OFAF00H125 125A/500V, DIN000","ABB: OFAF00H160 160A/500V, DIN000","ABB: OFAF1H200 200A/500V, DIN000","ABB: OFAF1H224 224A/500V, DIN000","ABB: OFAF1H250\n250A, 500V 550 000A2s (DIN1)","ABB: OFAF2H315\n315A, 500V 1 100 000A2s (DIN2)","ABB: OFAF3H500\n500A, 500V 2 900 000A2s (DIN3)","ABB: OFAF3H630\n630A, 500V 4 000 000A2s (DIN3)","ABB: OFAF3H800\n800A 500V 57 400 000A2s (DIN3)","ABB: OFAA1GG160\n160A, 690V 220 000A2s (DIN1)","ABB: OFAA1GG200\n200A, 690V 350 000A2s (DIN1)","ABB: OFAA2GG250\n250A, 690V 700 000A2s (DIN2)","ABB: OFAA2GG315\n315A, 690V 820 000A2s (DIN2)","ABB: OFAA3GG400\n400A, 690V 1 300 000A2s (DIN3)","ABB: OFAA3H500\n500A, 690V 3 800 000A2s (DIN3)","ABB: 630NH3G-690 *)\n630A, 690V 10 000 000 (DIN3)","ABB: OFAA000GG16 16A/690V, DIN000, gG","ABB: OFAA000GG20 20A/690V, DIN000, gG","ABB: OFAA000GG25 25A/690V, DIN000, gG","ABB: OFAA000GG32 32A/690V, DIN000, gG","ABB: OFAA000GG35 35A/690V, DIN000, gG","ABB: OFAA000GG50 50A/690V, DIN000, gG","ABB: OFAA000GG63 63A/690V, DIN000, gG","ABB: OFAA00GG80 80A/690V, DIN00, gG","ABB: OFAA01GG100 100A/690V, DIN00, gG","ABB: OFAA1GG125 125A/690V, DIN0, gG","Bussmann: 170M1560 20A, 690V, 50A2s, (DIN000)","Bussmann: 170M1561 25A, 690V, 80A2s, (DIN000)","Bussmann: 170M1562 32A, 690V, 270A2s, (DIN43620)","Bussmann: 170M1563 40A, 690V, 280A2s, (DIN000)","Bussmann: 170M1564 50A, 690V, 470A2s, (DIN000)","Bussmann: 170M1565 63A, 690V, 880A2s, (DIN000)","Bussmann: 170M1566 80A, 690V, 2550A2s, (DIN000)","Bussmann: 170M1567 100A, 690V, 2900A2s, (DIN43620)","Bussmann: 170M1568 125A, 690V, 5000A2s, (DIN000)","Bussmann: 170M1569 160A, 690V, 9500A2s, (DIN000)","Bussmann: 170M1572 315A, 690V, 50000A2s, (DIN000)","Bussmann: 170M3815\n200A, 690V, 15 000A2s/660V (DIN43620)","Bussmann: 170M3817\n315A, 690V, 46500A2s/660V (DIN1)","Bussmann: 170M3818\n350A, 690V, 685 000A2s/660V (DIN1)","Bussmann: 170M3819\n400A, 690V, 105 000A2s/660V (DIN1)","Bussmann: 170M5808\n400A, 690V, 74 000A2s/660V (DIN2)","Bussmann: 170M5810\n500A, 690V, 145 000A2s/660V (DIN2)","Bussmann: 170M5811\n550A, 690V, 190 000A2s/660V (DIN2)","Bussmann: 170M5812\n630A, 690V, 275 000A2s/660V (DIN2)","Bussmann: 170M6810\n630A, 690V, 210 000A2s/660V (DIN3)","Bussmann: 170M6812\n800A, 690V, 465 000A2s/660V (DIN3)","Bussmann: 170M6813\n900A, 690V, 670 000A2s/660V (DIN3)","Bussmann: 170M6814\n1000A, 690V, 945 000A2s/660V (DIN3)","Bussmann: 170M8554\n1250A, 690V, 1 950 000A2s/660V (DIN3)","Bussmann: 170M8557\n1600A, 690V, 3 900 000A2s/660V (DIN3)","10A, 600V, JJS-10","15A, 600V, JJS-15","25A, 600V, JJS-25","30A, 600V, JJS-30","40A, 600V, JJS-40","50A, 600V, JJS-50","70A, 600V, JJS-70","90A, 600V, JJS-90","100A, 600V, JJS-100","125A, 600V, JJS-125","175A, 600V, JJS-175","200A, 600V, JJS-200","250A, 600V, JJS-250","300A, 600V, JJS-300","400A, 600V, JJS-400","5000A, 600V, JJS-500","600A, 600V, JJS-600","700A, 600V, KTU-700","800A, 600V, KTU-800 ","ABB: OS32, (1000V,32A,DIN000,00)","ABB: OS63, (1000V,63A,DIN000,00)","ABB: OS125, (1000V, 125A, DIN000,00)","ABB: OS160, (1000V, 160A, DIN000,00)","ABB: OESA250 DV12PL, (1000V, 250A, DIN0,1)","ABB: OESA400 DV12PL, (1000V,400A, DIN0,2)","ABB: OESA630 DV12PL, (1000V, 630A, DIN3)","ABB: OESA800 DV12PL, (1000V, 800A, DIN3)","ABB: OS30AJ12P, (1000V,30A,)","ABB: OS60J12P, (1000V,60A,)","ABB: OS100J12WP, (1000V,100A,)","ABB: OES200J12P, (1000V,200A,)","ABB: OES400J12P, (1000V,400A,)","ABB: OES600J12P, (1000V,600A,)","ABB: OES800J12P, (1000V,800A,)","ABB: A9-30-22-80 (25A,690V 220-230V/50Hz)","ABB: A9-30-22-84 (25A,690V 110-1200V/60Hz)","ABB: A12-30-22-80 (27A,690V 220-230V/50Hz)","ABB: A12-30-22-84 (27A,690V 110-1200V/60Hz)","ABB: A16-30-22-80 (30A,690V 220-230V/50Hz)","ABB: A16-30-22-84 (30A,690V 110-1200V/60Hz)","ABB: A26-30-22-80 (45A,690V 220-230V/50Hz)","ABB: A26-30-22-84 (45A,690V 110-1200V/60Hz)","ABB: A30-30-22-80 (55A,690V 220-230V/50Hz)","ABB: A30-30-22-84 (55A,690V 110-1200V/60Hz)","ABB: A40-30-22-80 (60A,690V 220-230V/50Hz)","ABB: A40-30-22-84 (60A,690V 110-1200V/60Hz)","ABB: A50-30-22-80 (100A,690V 220-230V/50Hz)","ABB: A50-30-22-84 (100A,690V 110-1200V/60Hz)","ABB: A75-30-22-80 (125A,690V 220-230V/50Hz)","ABB: A75-30-22-84 (125A,690V 110-1200V/60Hz)","ABB: A110-30-22-80 (160A,690V 220-230V/50Hz)","ABB: A110-30-22-84 (160A,690V 110-1200V/60Hz)","ABB: A145-30-22-80\n(250A,1000V 220-230V/50Hz)","ABB: A145-30-22-84\n(250A,1000V 110-120V/60Hz)","ABB: A185-30-22-80\n(275A,1000V 220-230V/50Hz)","ABB: A185-30-22-84\n(275A,1000V 110-120V/60Hz)","ABB: A210-30-22-80\n(350A,1000V 220-230V/50Hz)","ABB: A210-30-22-84\n(350A,1000V 110-120V/60Hz)","ABB: A300-30-22-80\n(450A,1000V 220-230V/50Hz)","ABB: A300-30-22-84\n(450A,1000V 110-120V/60Hz)","ABB: AF400-30-22-70\n(600A,1000V 100-250V/50-60Hz)","ABB: AF460-30-22-70\n(700A,1000V 100-250V/50-60Hz)","ABB: AF580-30-22-70\n(800A,1000V 100-250V/50-60Hz)","ABB: AF750-30-22-70\n(1050A,1000V 100-250V/50-60Hz)","BTRA5500, 380-500V/2*115V, 2,2A","BTRA6500, 525-690V/2*115V, 2,2A","C14G4, 4A, 690V, 80kA, 14*51 fuse","FNQ-R-3, 3A, 600V","S271-K2, 2A, 220/415V","PT3P7615\n115VAC/50-60Hz, 250VAC/ 10A, 3C/O","PT3P7730\n230VAC/50Hz, 250VAC/ 10A, 3C/O","DBB01CM24\n)=0.1...600sec; 24-240VAC/VDC, 50-60Hz","DAA51CM24\n(=0.1...1h; 24-240VAC/VDC, 50-60Hz","020STAMONKD+020GE11\n1NC+1NO 3A 240V AC15/ITH 6A/10A","020PTFASRK+020GE02, RED\n2NC 3A 240V AC15/ITH 6A/10A","DOLD: BD5935.48/61-AC230\n230V 50/60Hz 3S, 1A/ITH10A 45*74*121mm","BG5924.48/61-AC230V\nAC15 3A, 22*84*121mm","020PTAILRK+020PD9+020E10+020E01, RED\n1NO+1NC 3A 240V AC15/ITH 6/10A, RED","2.00E+11\n1NO 3A240V AC15/ITH 6A/10A","DBB01CM24\n)=0.1...600sec; 24-240VAC/VDC, 50-60Hz","PT3P7615\n115VAC/50-60Hz, 250VAC/ 10A, 3C/O","PT3P7730\n230VAC/50Hz, 250VAC/ 10A, 3C/O","020PTFASRK+020GE02, RED\n2NC 3A 240V AC15/ITH 6A/10A","ABB Drives: RDIO-02","ABB Drives: NOCH0016-60","ABB Drives: NOCH0030-60","ABB Drives: NOCH0070-60","ABB Drives: NOCH0120-60","ABB Drives: NOCH0260-60","ABB Drives: NOCH0016-62","ABB Drives: NOCH0030-62","ABB Drives: NOCH0070-62","ABB Drives: NOCH0120-62","ABB Drives: NOCH0016-65","ABB Drives: NOCH0030-65","ABB Drives: NOCH0070-65","ABB Drives: NOCH0120-65","ABB Drives: FOCH-0260-70\n(289ARMS/35uH)","ABB Drives: FOCH-0320-50\n(445ARMS/22uH)","ABB Drives: FOCH-0610-70\n(720ARMS/22uH)","ABB Drives: SACE08RE44 ","ABB Drives: SACE15RE22 ","ABB Drives: SACE15RE13 ","ABB Drives: SAFUR80F500\n(500V, 80kW, R=6.0 ohm)","ABB Drives: SAFUR90F575 (575V, 90kW, R=8,0Ohm)","ABB Drives: SAFUR125F500\n(500V, 125kW, R=4.0 ohm)","ABB Drives: SAFUR160F380 (380V, 160kW, 0,89=Ohm)","ABB Drives: SAFUR200F500\n(500V, 200kW, R=2.7 ohm)","ABB Drives: SAFUR210F575\n(575V, 210kW, R=3.4 OHM",null,"MS 116-1,6\n(1.0 - 1.6 A, 690V 115/230VAC)","MS 116-2.5\n(1.6 - 2.5 A, 690V 115/230VAC)","MS 116-4.0\n(2.5 - 4.0 A, 690V 115/230VAC)","MS 116-6.3\n(4.0 - 6.3 A, 690V 115/230VAC)","MS 116-10\n(6.3 - 10 A, 690V 115/230VAC)","MS 116-16\n(10 - 16 A, 690V 115/230VAC)","1 x HKF1-11, 230VAC, 4A\n(AC15/230VAC, 4A, 1S+1A)","ABB: A9-30-10-80\n230VAC, 50/60HZ coil (AC3 7A/690V 9A/400V)","ABB: A9-30-10-89\n115VAC, 50/60HZ coil (AC3 7A/690V 9A/400V)","ABB: A16-30-10-80\n230VAC, 50/60HZ coil (AC3 10A/690V 16A/400V)","ABB: A16-30-10-89\n115VAC, 50/60HZ coil (AC3 10A/690V 16A/400V)","ABB: A26-30-10-80\n230VAC, 50/60HZ coil (AC3 17A/690V 26A/400V)","ABB: A26-30-10-89\n115VAC, 50/60HZ coil (AC3 17A/690V 26A/400V)","3 x MSC.10, 690V 32A, Fuse 10*38mm","3 x CH141D\n690V, 50A, 14*51","3 x LP-CC-10, 10A, 600V","3 x LP-CC-20, 20A, 600V","3 x C14G20\n20A, 690VAC, 80kA, 14*51","ABB: CM-MSS 24-240VAC/DC\n24-240VAC/DC, AUTO/ HAND/ REMOTE-RESET (115-230VAC circuit)","PT3P7615\n115VAC/50-60Hz, 250VAC/ 10A, 3C/O","PT3P7730\n230VAC/50Hz, 250VAC/ 10A, 3C/O","C510.03-K\n110/230VAC, 24VAC/DC, 1NC+1NO","PT3P7730\n230VAC/50Hz, 250VAC/ 10A, 3C/O","PT3P7615\n115VAC/50-60Hz, 250VAC/ 10A, 3C/O","ABB: OT 32E3\n32A(ITH) 1000V 50kA(ITH1s)","ABB: OA1G 10\n1NO 230V 6A AC15,4A 400V","ABB: S 272-K6\n6A 415V (breaking capacity)","ABB: S2-H11\n1S+1O","SK 3116.000, 50W/110-240V AC/DC","SR50\n50W/220V (110-270V)","ABB: IRDH 265-4\n0-690VAC, 0-500VDC, 10-990kOHM, 230VAC","ABB: IRDH 265-413\n0-690VAC, 0-500VDC, 10-990kOHM, 115VAC","020PTAILRK+020PD9+020E10+020E01, RED\n1NO+1NC 3A 240V AC15/ITH 6/10A, RED","010BA9SLB220\n220VAC, BLUE","010BA9SLBL110\n110VAC, BLUE","PT3P7730\n230VAC/50Hz, 250VAC/ 10A, 3C/O","PT3P7615\n115VAC/50-60Hz, 250VAC/ 10A, 3C/O","DOLD: BD5935.48/61-AC230\n230V 50/60Hz 3S, 1A/ITH10A 45*74*121mm","DOLD: BD5935.48/61-AC110\n110V 50/60Hz 3S, 1A/ITH10A 45*74*121mm","ABB Drives: AGPS.21C\n115/230VAC, 24VDC/40W","ABB: OT 32E3\n32A(ITH) 1000V(UE) 50kA(ITH1s)","ABB: OA1G 10\n1NO 230V 6A AC15,4A 400V","ABB: S 272-K10\n10A 240V/415V, 6kA","ABB: S2-H11\n1S+1O","ABB: OT 16E3 16A/690V(AC21), 10A/690V(AC23)","ABB: OT 25E3 25A(AC21), 20A/500V 11A/690V(AC23)","ABB: OT 32E3 40A(AC21), 23A/500V 12A/690V(AC23)","ABB: OT 45E3 63A(AC21), 45A/500V 20A/690V(AC23)","ABB: OT 63E3 80A(AC21), 75A/415V 58A/500V 20A/690V(AC23)","ABB: OT 100E3 100A(AC21), 80A/415V 60A/500V 40A/690V(AC23)","ABB: OT 125E3 125A(AC21), 90A/415V 70A/500V 50A/690V(AC23)","ABB: OETL 200K3, 200A(AC21), 200A/690V(AC23)","ABB: OETL 250K3, 250A(AC21), 250A/690V(AC23)","ABB: OETL 315K3, 315A(AC21), 315A/690V(AC23)","ABB: OETL 400D1, 500A(AC21), 500A/500V 350A/690V(AC23)","ABB: OETL 630K3, 630A(AC21), 630A/415V 580A/500V 350A/690V(AC23) ","ABB: OETL 800K3, 800A(AC21), 720A/415V 600A/500V 350A/690V(AC23)","ABB: OA2G11                                                                                                                                                                                                      1S+1O","ABB: OZXK 12","ABB: OZXK 1","ABB: OTZW 6","ABB: OETLZW 20","ABB: OETLZW 11","ABB: OETLZW 12","ABB: OETLZW 13","PT3P7730\n230VAC/50Hz, 250VAC/ 10A, 3C/O","PT3P7615\n115VAC/50-60Hz, 250VAC/ 10A, 3C/O"]
[null,"Frame",null,null,null,"230/115","230/115","230/115","230/115","230/115","230/115","230/115","230/115","230/115","230/115","230/115","230/115","230/115","230/115","230/115","230/115","230/115","230/115","230/115","230/115","230/115","230/115","230/115","230/115","230/115","230/115","230/115","230/115","230/115","230/115","230/115","230/115","230/115","230/115","230/115","230/115","230/115","230/115","230/115","230/115","230/115","230/115","230/115","230/115","230/115","230/115","230/115","230/115","230/115","230/115","230/115","230/115","230/115","230/115","230/115","230/115","230/115","230/115","230/115","230/115","230/115","230/115","230/115","230/115","230/115","230/115","230/115","230/115","230/115","230/115","230/115","230/115","230/115","230/115","230/115","230/115","230/115","230/115","230/115","230/115","230/115","230/115","230/115","230/115","230/115","230/115","230/115","230/115","230/115","230/115","230/115","230/115","230/115","230/115",230,115,230,115,230,115,230,115,230,115,230,115,230,115,230,115,230,115,230,115,230,115,230,115,230,115,"230/115","230/115","230/115","230/115","230/115","230/115","230/115","230/115","230/115",115,230,"230/115","230/115","230/115","230/115","230/115","230/115","230/115","230/115","230/115",115,230,"230/115","230/115","230/115","230/115","230/115","230/115","230/115","230/115","230/115","230/115","230/115","230/115","230/115","230/115","230/115","230/115","230/115","230/115","230/115","230/115","230/115","230/115","230/115","230/115","230/115","230/115","230/115",null,"230/115","230/115","230/115","230/115","230/115","230/115","230/115",230,115,230,115,230,115,"230/115","230/115","230/115","230/115","230/115","230/115",115,230,"230/115",230,115,"230/115","230/115","230/115","230/115","230/115","230/115",230,115,"230/115",230,115,230,115,230,115,"230/115","230/115","230/115","230/115","230/115","230/115","230/115","230/115","230/115","230/115","230/115","230/115","230/115","230/115","230/115","230/115","230/115","230/115","230/115","230/115","230/115","230/115","230/115","230/115","230/115","230/115",230,115]
[null,null,null,null,"Part number ->","1SCA022627R0580","1SCA022627R0660","1SCA022627R0740","1SCA022627R0820","1SCA022627R1120","1SCA022627R1210","1SCA022627R1390","1SCA022627R1470","1SCA022627R1550","1SCA022627R1630","1SCA022627R1710","1SCA022627R4490","1SCA022627R4570","1SCA022627R4650","1SCA022627R6010","1SCA022627R7080","1SCA022627R7160","1SCA022627R7240","1SCA022701R0110","1SCA022701R0290","1SCA022703R4120","1SCA022701R1000","1SCA022701R1260","1SCA022701R1340","1SCA022701R1510","1SCA022661R8680","1SCA022661R8760","1SCA022661R8840","1SCA022661R8920","1SCA022661R9060","1SCA022661R9220","1SCA022661R9310","1SCA022700R9440","1SCA022700R9520","1SCA022724R0610"]
[]
["UN = 230 V (208, 220, 230, 240 V)"]
["ACS800-04-0001-2","R2",5.0999999999999996,"3x1,5+1,5","-",3,null,null,null,null,null,null,null,null,null,null,null,null,null,null,null,null,null,null,null,null,null,null,null,null,null,null,null,null,null,null,null,null,null,null,3,null,null,null,null,null,null,null,null,null,null,null,null,null,null,null,null,null,null,null,null,null,null,null,null,null,null,null,null,null,null,null,null,null,null,null,null,null,null,null,null,null,null,null,1,null,null,null,null,null,null,null,null,null,null,null,null,null,null,1,null,null,null,null,null,null,null,null,null,null,null,null,null,null,null,null,null,null,null,null,null,null,null,null,null,null,null,null,null,1,null,1,null,1,1,1,1,1,1,1,1,1,1,1,4,1,1,1,1,1,null,null,null,null,1,null,null,null,1,null,null,null,null,null,null,1,null,null,null,null,null,null,null,null,null,null,null,null,null,null,null,null,null,null,null,null,null,null,null,null,null,null,null," 1 - 2"," 1 - 2"," 1 - 2"," 3, 5 or 8"," 1 - 3"," 1 - 3",1,1,1,1,null,1,1,1,1,1,1,1,1,1,1,1,1,1,1,1,2,null,null,null,null,null,null,null,null,null,null,null,null,1,null,null,1,null,null,null,null,1,1]
["ACS800-04-0002-2","R2",6.5,"3x1,5+1,5","-",3,null,null,null,null,null,null,null,null,null,null,null,null,null,null,null,null,null,null,null,null,null,null,null,null,null,null,null,null,null,null,null,null,null,null,3,null,null,null,null,null,null,null,null,null,null,null,null,null,null,null,null,null,null,null,null,null,null,null,null,null,null,null,null,null,null,null,null,null,null,null,null,null,null,null,null,null,null,null,1,null,null,null,null,null,null,null,null,null,null,null,null,null,null,1,null,null,null,null,null,null,null,null,null,null,null,null,null,null,null,null,null,null,null,null,null,null,null,null,null,null,null,null,null,1,null,1,null,1,1,1,1,1,1,1,1,1,1,1,4,1,1,1,1,1,null,null,null,null,1,null,null,null,1,null,null,null,null,null,null,1,null,null,null,null,null,null,null,null,null,null,null,null,null,null,null,null,null,null,null,null,null,null,null,null,null,null,null," 1 - 2"," 1 - 2"," 1 - 2"," 3, 5 or 8"," 1 - 3"," 1 - 3",1,1,1,1,null,1,1,1,1,1,1,1,1,1,1,1,1,1,1,1,2,null,null,null,null,null,null,null,null,null,null,null,null,1,null,null,1,null,null,null,null,1,1]
["ACS800-04-0003-2","R2",8.5,"3x1,5+1,5","-",3,null,null,null,null,null,null,null,null,null,null,null,null,null,null,null,null,null,null,null,null,null,null,null,null,null,null,null,null,null,null,null,null,null,null,3,null,null,null,null,null,null,null,null,null,null,null,null,null,null,null,null,null,null,null,null,null,null,null,null,null,null,null,null,null,null,null,null,null,null,null,null,null,null,null,null,null,null,null,1,null,null,null,null,null,null,null,null,null,null,null,null,null,null,1,null,null,null,null,null,null,null,null,null,null,null,null,null,null,null,null,null,null,null,null,null,null,null,null,null,null,null,null,null,1,null,1,null,1,1,1,1,1,1,1,1,1,1,1,4,1,1,1,1,1,null,null,null,null,1,null,null,null,1,null,null,null,null,null,null,1,null,null,null,null,null,null,null,null,null,null,null,null,null,null,null,null,null,null,null,null,null,null,null,null,null,null,null," 1 - 2"," 1 - 2"," 1 - 2"," 3, 5 or 8"," 1 - 3"," 1 - 3",1,1,1,1,null,1,1,1,1,1,1,1,1,1,1,1,1,1,1,1,2,null,null,null,null,null,null,null,null,null,null,null,null,1,null,null,1,null,null,null,null,1,1]
["ACS800-04-0004-2","R2",10.9,"3x2,5+2,5","-",null,3,null,null,null,null,null,null,null,null,null,null,null,null,null,null,null,null,null,null,null,null,null,null,null,null,null,null,null,null,null,null,null,null,null,null,3,null,null,null,null,null,null,null,null,null,null,null,null,null,null,null,null,null,null,null,null,null,null,null,null,null,null,null,null,null,null,null,null,null,null,null,null,null,null,null,null,null,null,1,null,null,null,null,null,null,null,null,null,null,null,null,null,null,1,null,null,null,null,null,null,null,null,null,null,null,null,null,null,null,null,null,null,null,null,null,null,null,null,null,null,null,null,null,1,null,1,null,1,1,1,1,1,1,1,1,1,1,1,4,1,1,1,1,1,null,null,null,null,1,null,null,null,1,null,null,null,null,null,null,1,null,null,null,null,null,null,null,null,null,null,null,null,null,null,null,null,null,null,null,null,null,null,null,null,null,null,null," 1 - 2"," 1 - 2"," 1 - 2"," 3, 5 or 8"," 1 - 3"," 1 - 3",1,1,1,1,null,1,1,1,1,1,1,1,1,1,1,1,1,1,1,1,1,1,null,null,null,null,null,null,null,null,null,null,null,1,null,null,1,null,null,null,null,1,1]
["ACS800-04-0005-2","R2",13.9,"3x2,5+2,5","-",null,3,null,null,null,null,null,null,null,null,null,null,null,null,null,null,null,null,null,null,null,null,null,null,null,null,null,null,null,null,null,null,null,null,null,null,null,null,3,null,null,null,null,null,null,null,null,null,null,null,null,null,null,null,null,null,null,null,null,null,null,null,null,null,null,null,null,null,null,null,null,null,null,null,null,null,null,null,null,1,null,null,null,null,null,null,null,null,null,null,null,null,null,null,1,null,null,null,null,null,null,null,null,null,null,null,null,null,null,null,null,null,null,null,null,null,null,null,null,null,null,null,null,null,1,null,1,null,1,1,1,1,1,1,1,1,1,1,1,4,1,1,1,1,1,null,null,null,null,1,null,null,null,1,null,null,null,null,null,null,null,1,null,null,null,null,null,null,null,null,null,null,null,null,null,null,null,null,null,null,null,null,null,null,null,null,null,null," 1 - 2"," 1 - 2"," 1 - 2"," 3, 5 or 8"," 1 - 3"," 1 - 3",1,1,1,1,null,1,1,1,1,1,1,1,1,1,1,1,1,1,1,1,1,1,null,null,null,null,null,null,null,null,null,null,null,1,null,null,1,null,null,null,null,1,1]
["ACS800-04-0006-2","R3",19,"3x4+4","-",null,null,3,null,null,null,null,null,null,null,null,null,null,null,null,null,null,null,null,null,null,null,null,null,null,null,null,null,null,null,null,null,null,null,null,null,null,null,null,3,null,null,null,null,null,null,null,null,null,null,null,null,null,null,null,null,null,null,null,null,null,null,null,null,null,null,null,null,null,null,null,null,null,null,null,null,null,null,null,1,null,null,null,null,null,null,null,null,null,null,null,null,null,null,1,null,null,null,null,null,null,null,null,null,null,null,null,null,null,null,null,null,null,null,null,null,null,null,null,null,null,null,null,null,1,null,1,null,1,1,1,1,1,1,1,1,1,1,1,4,1,1,1,1,1,null,null,null,null,1,null,null,null,1,null,null,null,null,null,null,null,1,null,null,null,null,null,null,null,null,null,null,null,null,null,null,null,null,null,null,null,null,null,null,null,null,null,null," 1 - 2"," 1 - 2"," 1 - 2"," 3, 5 or 8"," 1 - 3"," 1 - 3",1,1,1,1,null,1,1,1,1,1,1,1,1,1,1,1,1,1,1,1,null,2,null,null,null,null,null,null,null,null,null,null,null,1,null,null,1,null,null,null,null,1,1]
["ACS800-04-0009-2","R3",25,"3x4+4","-",null,null,null,3,null,null,null,null,null,null,null,null,null,null,null,null,null,null,null,null,null,null,null,null,null,null,null,null,null,null,null,null,null,null,null,null,null,null,null,3,null,null,null,null,null,null,null,null,null,null,null,null,null,null,null,null,null,null,null,null,null,null,null,null,null,null,null,null,null,null,null,null,null,null,null,null,null,null,null,1,null,null,null,null,null,null,null,null,null,null,null,null,null,null,null,null,1,null,null,null,null,null,null,null,null,null,null,null,null,null,null,null,null,null,null,null,null,null,null,null,null,null,null,null,1,null,1,null,1,1,1,1,1,1,1,1,1,1,1,4,1,1,1,1,null,1,null,null,null,null,1,null,null,null,1,null,null,null,null,null,null,1,null,null,null,null,null,null,null,null,null,null,null,null,null,null,null,null,null,null,null,null,null,null,null,null,null,null," 1 - 2"," 1 - 2"," 1 - 2"," 3, 5 or 8"," 1 - 3"," 1 - 3",1,1,1,1,null,1,1,1,1,1,1,1,1,1,1,1,1,1,1,1,null,null,1,1,null,null,null,null,null,null,null,null,null,1,null,null,1,null,null,null,null,1,1]
["ACS800-04-0011-2","R3",34,"3x10+10","-",null,null,null,null,3,null,null,null,null,null,null,null,null,null,null,null,null,null,null,null,null,null,null,null,null,null,null,null,null,null,null,null,null,null,null,null,null,null,null,null,3,null,null,null,null,null,null,null,null,null,null,null,null,null,null,null,null,null,null,null,null,null,null,null,null,null,null,null,null,null,null,null,null,null,null,null,null,null,null,null,1,null,null,null,null,null,null,null,null,null,null,null,null,null,null,null,null,null,null,null,1,null,null,null,null,null,null,null,null,null,null,null,null,null,null,null,null,null,null,null,null,null,null,null,1,null,1,null,1,1,1,1,1,1,1,1,1,1,1,4,1,1,1,1,null,1,null,null,null,null,1,null,null,null,1,null,null,null,null,null,null,null,1,null,null,null,null,null,null,null,null,null,null,null,null,null,null,null,null,null,null,null,null,null,null,null,null,null," 1 - 2"," 1 - 2"," 1 - 2"," 3, 5 or 8"," 1 - 3"," 1 - 3",1,1,1,1,null,1,1,1,1,1,1,1,1,1,1,1,1,1,1,1,null,null,1,1,null,null,null,null,null,null,null,null,null,1,null,null,1,null,null,null,null,1,1]
["ACS800-04-0016-2","R4",44,"3x10+10","3x16+10Cu",null,null,null,null,null,3,null,null,null,null,null,null,null,null,null,null,null,null,null,null,null,null,null,null,null,null,null,null,null,null,null,null,null,null,null,null,null,null,null,null,3,null,null,null,null,null,null,null,null,null,null,null,null,null,null,null,null,null,null,null,null,null,null,null,null,null,null,null,null,null,null,null,null,null,null,null,null,null,null,null,1,null,null,null,null,null,null,null,null,null,null,null,null,null,null,null,null,null,null,null,null,null,1,null,null,null,null,null,null,null,null,null,null,null,null,null,null,null,null,null,null,null,null,null,1,null,1,null,1,1,1,1,1,1,1,1,1,1,1,4,1,1,1,1,null,null,1,null,null,null,null,1,null,null,null,1,null,null,null,null,null,null,null,null,1,null,null,null,null,null,null,null,null,null,null,null,null,null,null,null,null,null,null,null,null,null,null,null," 1 - 2"," 1 - 2"," 1 - 2"," 3, 5 or 8"," 1 - 3"," 1 - 3",1,1,1,1,null,1,1,1,1,1,1,1,1,1,1,1,1,1,1,1,null,null,null,2,null,null,null,null,null,null,null,null,null,1,null,null,1,null,null,null,null,1,1]
["ACS800-04-0020-2","R4",55,"3x16+16","3x25+16Cu",null,null,null,null,null,null,3,null,null,null,null,null,null,null,null,null,null,null,null,null,null,null,null,null,null,null,null,null,null,null,null,null,null,null,null,null,null,null,null,null,3,null,null,null,null,null,null,null,null,null,null,null,null,null,null,null,null,null,null,null,null,null,null,null,null,null,null,null,null,null,null,null,null,null,null,null,null,null,null,null,1,null,null,null,null,null,null,null,null,null,null,null,null,null,null,null,null,null,null,null,null,null,1,null,null,null,null,null,null,null,null,null,null,null,null,null,null,null,null,null,null,null,null,null,1,null,1,null,1,1,1,1,1,1,1,1,1,1,1,4,1,1,1,1,null,null,1,null,null,null,null,1,null,null,null,1,null,null,null,null,null,null,null,null,1,null,null,null,null,null,null,null,null,null,null,null,null,null,null,null,null,null,null,null,null,null,null,null," 1 - 2"," 1 - 2"," 1 - 2"," 3, 5 or 8"," 1 - 3"," 1 - 3",1,1,1,1,null,1,1,1,1,1,1,1,1,1,1,1,1,1,1,1,null,null,null,1,1,null,null,null,null,null,null,null,null,1,null,null,1,null,null,null,null,1,1]
["ACS800-04-0025-2","R5",72,"3x25+16","3x50+16Cu",null,null,null,null,null,null,null,3,null,null,null,null,null,null,null,null,null,null,null,null,null,null,null,null,null,null,null,null,null,null,null,null,null,null,null,null,null,null,null,null,null,null,3,null,null,null,null,null,null,null,null,null,null,null,null,null,null,null,null,null,null,null,null,null,null,null,null,null,null,null,null,null,null,null,null,null,null,null,null,null,null,1,null,null,null,null,null,null,null,null,null,null,null,null,null,null,null,null,null,null,null,null,null,null,null,null,1,null,null,null,null,null,null,null,null,null,null,null,null,null,null,null,null,null,1,null,1,null,1,1,1,1,1,1,1,1,1,1,1,4,1,1,1,1,null,null,1,null,null,null,null,1,null,null,null,1,null,null,null,null,null,null,null,1,null,null,null,null,null,null,null,null,null,null,null,null,null,null,null,null,null,null,null,null,null,null,null,null," 1 - 2"," 1 - 2"," 1 - 2"," 3, 5 or 8"," 1 - 3"," 1 - 3",1,1,1,1,null,1,1,1,1,1,1,1,1,1,1,1,1,1,1,1,null,null,null,null,2,null,null,null,null,null,null,null,null,1,null,null,1,null,null,null,null,1,1]
["ACS800-04-0030-2","R5",86,"3x35+16","3x50+16Cu",null,null,null,null,null,null,null,null,3,null,null,null,null,null,null,null,null,null,null,null,null,null,null,null,null,null,null,null,null,null,null,null,null,null,null,null,null,null,null,null,null,null,null,3,null,null,null,null,null,null,null,null,null,null,null,null,null,null,null,null,null,null,null,null,null,null,null,null,null,null,null,null,null,null,null,null,null,null,null,null,null,1,null,null,null,null,null,null,null,null,null,null,null,null,null,null,null,null,null,null,null,null,null,null,null,null,1,null,null,null,null,null,null,null,null,null,null,null,null,null,null,null,null,null,1,null,1,null,1,1,1,1,1,1,1,1,1,1,1,4,1,1,1,1,null,null,1,null,null,null,null,1,null,null,null,1,null,null,null,null,null,null,null,null,null,1,null,null,null,null,null,null,null,null,null,null,null,null,null,null,null,null,null,null,null,null,null,null," 1 - 2"," 1 - 2"," 1 - 2"," 3, 5 or 8"," 1 - 3"," 1 - 3",1,1,1,1,null,1,1,1,1,1,1,1,1,1,1,1,1,1,1,1,null,null,null,null,null,1,1,null,null,null,null,null,null,1,null,null,1,null,null,null,null,1,1]
["ACS800-04-0040-2","R5",103,"3x50+25","3x70+21Cu",null,null,null,null,null,null,null,null,null,3,null,null,null,null,null,null,null,null,null,null,null,null,null,null,null,null,null,null,null,null,null,null,null,null,null,null,null,null,null,null,null,null,null,null,3,null,null,null,null,null,null,null,null,null,null,null,null,null,null,null,null,null,null,null,null,null,null,null,null,null,null,null,null,null,null,null,null,null,null,null,null,1,null,null,null,null,null,null,null,null,null,null,null,null,null,null,null,null,null,null,null,null,null,null,null,null,null,null,1,null,null,null,null,null,null,null,null,null,null,null,null,null,null,null,1,null,1,null,1,1,1,1,1,1,1,1,1,1,1,4,1,1,1,1,null,null,null,1,null,null,null,null,1,null,null,null,1,null,null,null,null,null,null,null,null,1,null,null,null,null,null,null,null,null,null,null,null,null,null,null,null,null,null,null,null,null,null,null," 1 - 2"," 1 - 2"," 1 - 2"," 3, 5 or 8"," 1 - 3"," 1 - 3",1,1,1,1,null,1,1,1,1,1,1,1,1,1,1,1,1,1,1,1,null,null,null,null,null,null,null,2,null,null,null,null,null,null,1,null,null,1,null,null,null,1,1]
["ACS800-04-0050-2","R6",141,"3x70+35","3x120+41Cu",null,null,null,null,null,null,null,null,null,null,3,null,null,null,null,null,null,null,null,null,null,null,null,null,null,null,null,null,null,null,null,null,null,null,null,null,null,null,null,null,null,null,null,null,null,3,null,null,null,null,null,null,null,null,null,null,null,null,null,null,null,null,null,null,null,null,null,null,null,null,null,null,null,null,null,null,null,null,null,null,null,null,1,null,null,null,null,null,null,null,null,null,null,null,null,null,null,null,null,null,null,null,null,null,null,null,null,null,null,null,1,null,null,null,null,null,null,null,null,null,null,null,null,null,1,null,1,null,1,1,1,1,1,1,1,1,1,1,1,4,1,1,1,1,null,null,null,1,null,null,null,null,1,null,null,null,1,null,null,null,null,null,null,null,null,1,null,null,null,null,1,2,3,4,5,6,"1-6","1-4","1-4","5","5","6","6",null,"1-6",null,null,"1-6"," 1 - 2"," 1 - 2"," 1 - 2"," 3, 5 or 8"," 1 - 3"," 1 - 3",1,1,1,1,null,1,1,1,1,1,1,1,1,1,1,1,1,1,1,1,null,null,null,null,null,null,null,2,null,null,null,null,null,null,1,null,null,1,null,null,null,1,1]
["ACS800-04-0060-2","R6",166,"3x95+50","3x150+50Cu",null,null,null,null,null,null,null,null,null,null,null,3,null,null,null,null,null,null,null,null,null,null,null,null,null,null,null,null,null,null,null,null,null,null,null,null,null,null,null,null,null,null,null,null,null,3,null,null,null,null,null,null,null,null,null,null,null,null,null,null,null,null,null,null,null,null,null,null,null,null,null,null,null,null,null,null,null,null,null,null,null,null,null,1,null,null,null,null,null,null,null,null,null,null,null,null,null,null,null,null,null,null,null,null,null,null,null,null,null,null,null,null,1,null,null,null,null,null,null,null,null,null,null,null,1,null,1,null,1,1,1,1,1,1,1,1,1,1,1,4,1,1,1,1,null,null,null,1,null,null,null,null,null,null,null,null,null,null,null,null,null,null,null,null,null,1,null,null,null,null,1,2,3,4,5,6,"1-6","1-4","1-4","5","5","6","6",null,"1-6",null,null,"1-6"," 1 - 2"," 1 - 2"," 1 - 2"," 3, 5 or 8"," 1 - 3"," 1 - 3",1,1,1,1,null,1,1,1,1,1,1,1,1,1,1,1,1,1,1,1,null,null,null,null,null,null,null,2,null,null,null,null,null,null,1,null,null,1,null,null,null,1,1]
["ACS800-04-0070-2","R6",202,"3x120+70","3x185+57Cu",null,null,null,null,null,null,null,null,null,null,null,null,3,null,null,null,null,null,null,null,null,null,null,null,null,null,null,null,null,null,null,null,null,null,null,null,null,null,null,null,null,null,null,null,null,null,null,null,null,3,null,null,null,null,null,null,null,null,null,null,null,null,null,null,null,null,null,null,null,null,null,null,null,null,null,null,null,null,null,null,null,null,null,1,null,null,null,null,null,null,null,null,null,null,null,null,null,null,null,null,null,null,null,null,null,null,null,null,null,null,null,null,1,null,null,null,null,null,null,null,null,null,null,null,1,null,1,null,1,1,1,1,1,1,1,1,1,1,1,4,1,1,1,1,null,null,null,null,1,null,null,null,null,null,null,null,null,null,null,null,null,null,null,null,null,1,null,null,null,null,1,2,3,4,5,6,"1-6","1-4","1-4","5","5","6","6",null,"1-6",null,null,"1-6"," 1 - 2"," 1 - 2"," 1 - 2"," 3, 5 or 8"," 1 - 3"," 1 - 3",1,1,1,1,null,1,1,1,1,1,1,1,1,1,1,1,1,1,1,1,null,null,null,null,null,null,null,null,2,null,null,null,null,null,1,null,null,1,null,null,null,1,1]
["ACS800-04-0080-2","R7",214,null,null,null,null,null,null,null,null,null,null,null,null,null,null,null,3,null,null,null,null,null,null,null,null,null,null,null,null,null,null,null,null,null,null,null,null,null,null,null,null,null,null,null,null,null,null,null,null,null,null,null,3,null,null,null,null,null,null,null,null,null,null,null,null,null,null,null,null,null,null,null,null,null,null,null,null,null,null,null,null,null,null,null,null,null,1,null,null,null,null,null,null,null,null,null,null,null,null,null,null,null,null,null,null,null,null,null,null,null,null,null,null,null,null,1,1,null,null,null,null,null,null,null,null,null,null,1,null,1,null,1,1,1,1,1,1,1,1,1,1,1,4,1,1,1,1,null,null,null,null,null,null,null,null,null,null,null,null,null,1,null,null,null,null,null,null,null,null,1,null,null,null,1,2,3,4,5,6,"1-6","1-4","1-4","5","5","6","6",null,"1-6",null,null,"1-6"," 1 - 2"," 1 - 2"," 1 - 2"," 3, 5 or 8"," 1 - 3"," 1 - 3",1,1,1,1,null,1,1,1,1,1,1,1,1,1,1,1,1,1,1,1,null,null,null,null,null,null,null,null,2,null,null,null,null,null,1,null,null,1,null,null,null,1,1]
["ACS800-04-0100-2","R7",253,null,null,null,null,null,null,null,null,null,null,null,null,null,null,null,null,3,null,null,null,null,null,null,null,null,null,null,null,null,null,null,null,null,null,null,null,null,null,null,null,null,null,null,null,null,null,null,null,null,null,null,null,null,3,null,null,null,null,null,null,null,null,null,null,null,null,null,null,null,null,null,null,null,null,null,null,null,null,null,null,null,null,null,null,null,null,1,null,null,null,null,null,null,null,null,null,null,null,null,null,null,null,null,null,null,null,null,null,null,null,null,null,null,null,null,null,1,1,null,null,null,null,null,null,null,null,1,null,1,null,1,1,1,1,1,1,1,1,1,1,1,4,1,1,1,1,null,null,null,null,null,null,null,null,null,null,null,null,null,1,null,null,null,null,null,null,null,null,1,null,null,null,1,2,3,4,5,6,"1-6","1-4","1-4","5","5","6","6",null,"1-6",null,null,"1-6"," 1 - 2"," 1 - 2"," 1 - 2"," 3, 5 or 8"," 1 - 3"," 1 - 3",1,1,1,1,null,1,1,1,1,1,1,1,1,1,1,1,1,1,1,1,null,null,null,null,null,null,null,null,null,2,null,null,null,null,1,null,null,1,null,null,null,1,1]
["ACS800-04-0120-2","R7",295,null,null,null,null,null,null,null,null,null,null,null,null,null,null,null,null,3,null,null,null,null,null,null,null,null,null,null,null,null,null,null,null,null,null,null,null,null,null,null,null,null,null,null,null,null,null,null,null,null,null,null,null,null,null,3,null,null,null,null,null,null,null,null,null,null,null,null,null,null,null,null,null,null,null,null,null,null,null,null,null,null,null,null,null,null,null,1,null,null,null,null,null,null,null,null,null,null,null,null,null,null,null,null,null,null,null,null,null,null,null,null,null,null,null,null,null,null,null,1,1,null,null,null,null,null,null,1,null,1,null,1,1,1,1,1,1,1,1,1,1,1,4,1,1,1,1,null,null,null,null,null,null,null,null,null,null,null,null,null,1,null,null,null,null,null,null,null,null,null,2,null,null,1,2,3,4,5,6,"1-6","1-4","1-4","5","5","6","6",null,"1-6",null,null,"1-6"," 1 - 2"," 1 - 2"," 1 - 2"," 3, 5 or 8"," 1 - 3"," 1 - 3",1,1,1,1,null,1,1,1,1,1,1,1,1,1,1,1,1,1,1,1,null,null,null,null,null,null,null,null,null,2,null,null,null,null,1,null,null,1,null,null,null,1,1]
["ACS800-04-0140-2","R8",405,null,null,null,null,null,null,null,null,null,null,null,null,null,null,null,null,null,3,null,null,null,null,null,null,null,null,null,null,null,null,null,null,null,null,null,null,null,null,null,null,null,null,null,null,null,null,null,null,null,null,null,null,null,null,null,null,null,3,null,null,null,null,null,null,null,null,null,null,null,null,null,null,null,null,null,null,null,null,null,null,null,null,null,null,null,null,null,1,null,null,null,null,null,null,null,null,null,null,null,null,null,null,null,null,null,null,null,null,null,null,null,null,null,null,null,null,null,null,null,null,null,null,1,null,null,null,1,null,1,null,1,1,1,1,1,1,1,1,1,1,1,4,1,1,1,1,null,null,null,null,null,null,null,null,null,null,null,null,null,null,1,null,null,null,null,null,null,null,2,null,null,null,1,2,3,4,5,6,"1-6","1-4","1-4","5","5","6","6",null,"1-6",null,null,"1-6"," 1 - 2"," 1 - 2"," 1 - 2"," 3, 5 or 8"," 1 - 3"," 1 - 3",1,1,1,1,null,1,1,1,1,1,1,1,1,1,1,1,1,1,1,1,null,null,null,null,null,null,null,null,null,null,2,null,null,null,null,1,null,null,1,null,null,1,1]
["ACS800-04-0170-2","R8",447,null,null,null,null,null,null,null,null,null,null,null,null,null,null,null,null,null,3,null,null,null,null,null,null,null,null,null,null,null,null,null,null,null,null,null,null,null,null,null,null,null,null,null,null,null,null,null,null,null,null,null,null,null,null,null,null,null,3,null,null,null,null,null,null,null,null,null,null,null,null,null,null,null,null,null,null,null,null,null,null,null,null,null,null,null,null,null,1,null,null,null,null,null,null,null,null,null,null,null,null,null,null,null,null,null,null,null,null,null,null,null,null,null,null,null,null,null,null,null,null,null,null,1,null,null,null,1,null,1,null,1,1,1,1,1,1,1,1,1,1,1,4,1,1,1,1,null,null,null,null,null,null,null,null,null,null,null,null,null,null,null,1,null,null,null,null,null,null,2,null,null,null,1,2,3,4,5,6,"1-6","1-4","1-4","5","5","6","6",null,"1-6",null,null,"1-6"," 1 - 2"," 1 - 2"," 1 - 2"," 3, 5 or 8"," 1 - 3"," 1 - 3",1,1,1,1,null,1,1,1,1,1,1,1,1,1,1,1,1,1,1,1,null,null,null,null,null,null,null,null,null,null,2,null,null,null,null,1,null,null,1,null,null,1,1]
["ACS800-04-0210-2","R8",528,null,null,null,null,null,null,null,null,null,null,null,null,null,null,null,null,null,null,3,null,null,null,null,null,null,null,null,null,null,null,null,null,null,null,null,null,null,null,null,null,null,null,null,null,null,null,null,null,null,null,null,null,null,null,null,null,null,null,null,3,null,null,null,null,null,null,null,null,null,null,null,null,null,null,null,null,null,null,null,null,null,null,null,null,null,null,null,1,null,null,null,null,null,null,null,null,null,null,null,null,null,null,null,null,null,null,null,null,null,null,null,null,null,null,null,null,null,null,null,null,null,null,null,1,null,null,1,null,1,null,1,1,1,1,1,1,1,1,1,1,1,4,1,1,1,1,null,null,null,null,null,null,null,null,null,null,null,null,null,null,null,1,null,null,null,null,null,null,2,null,null,null,1,2,3,4,5,6,"1-6","1-4","1-4","5","5","6","6",null,"1-6",null,null,"1-6"," 1 - 2"," 1 - 2"," 1 - 2"," 3, 5 or 8"," 1 - 3"," 1 - 3",1,1,1,1,null,1,1,1,1,1,1,1,1,1,1,1,1,1,1,1,null,null,null,null,null,null,null,null,null,null,null,2,null,null,null,1,null,null,null,1,null,1,1]
["ACS800-04-0230-2","R8",613,null,null,null,null,null,null,null,null,null,null,null,null,null,null,null,null,null,null,3,null,null,null,null,null,null,null,null,null,null,null,null,null,null,null,null,null,null,null,null,null,null,null,null,null,null,null,null,null,null,null,null,null,null,null,null,null,null,null,null,null,3,null,null,null,null,null,null,null,null,null,null,null,null,null,null,null,null,null,null,null,null,null,null,null,null,null,null,null,1,null,null,null,null,null,null,null,null,null,null,null,null,null,null,null,null,null,null,null,null,null,null,null,null,null,null,null,null,null,null,null,null,null,null,1,null,null,1,null,1,null,1,1,1,1,1,1,1,1,1,1,1,4,1,1,1,1,null,null,null,null,null,null,null,null,null,null,null,null,null,null,null,1,null,null,null,null,null,null,2,null,null,null,1,2,3,4,5,6,"1-6","1-4","1-4","5","5","6","6",null,"1-6",null,null,"1-6"," 1 - 2"," 1 - 2"," 1 - 2"," 3, 5 or 8"," 1 - 3"," 1 - 3",1,1,1,1,null,1,1,1,1,1,1,1,1,1,1,1,1,1,1,1,null,null,null,null,null,null,null,null,null,null,null,2,null,null,null,1,null,null,null,1,null,1,1]
["ACS800-04-0260-2","R8",693,null,null,null,null,null,null,null,null,null,null,null,null,null,null,null,null,null,null,null,3,null,null,null,null,null,null,null,null,null,null,null,null,null,null,null,null,null,null,null,null,null,null,null,null,null,null,null,null,null,null,null,null,null,null,null,null,null,null,null,null,null,3,null,null,null,null,null,null,null,null,null,null,null,null,null,null,null,null,null,null,null,null,null,null,null,null,null,null,1,null,null,null,null,null,null,null,null,null,null,null,null,null,null,null,null,null,null,null,null,null,null,null,null,null,null,null,null,null,null,null,null,null,null,null,1,null,1,null,1,null,1,1,1,1,1,1,1,1,1,1,1,4,1,1,1,1,null,null,null,null,null,null,null,null,null,null,null,null,null,null,null,1,null,null,null,null,null,null,4,null,null,null,1,2,3,4,5,6,"1-6","1-4","1-4","5","5","6","6",null,"1-6",null,null,"1-6"," 1 - 2"," 1 - 2"," 1 - 2"," 3, 5 or 8"," 1 - 3"," 1 - 3",1,1,1,1,null,1,1,1,1,1,1,1,1,1,1,1,1,1,1,1,null,null,null,null,null,null,null,null,null,null,null,null,2,null,null,1,null,null,null,1,null,1,1]
["ACS800-04-0300-2","R8",720,null,null,null,null,null,null,null,null,null,null,null,null,null,null,null,null,null,null,null,3,null,null,null,null,null,null,null,null,null,null,null,null,null,null,null,null,null,null,null,null,null,null,null,null,null,null,null,null,null,null,null,null,null,null,null,null,null,null,null,null,null,3,null,null,null,null,null,null,null,null,null,null,null,null,null,null,null,null,null,null,null,null,null,null,null,null,null,null,1,null,null,null,null,null,null,null,null,null,null,null,null,null,null,null,null,null,null,null,null,null,null,null,null,null,null,null,null,null,null,null,null,null,null,null,null,1,1,null,1,null,1,1,1,1,1,1,1,1,1,1,1,4,1,1,1,1,null,null,null,null,null,null,null,null,null,null,null,null,null,null,null,1,null,null,null,null,null,null,4,null,null,null,1,2,3,4,5,6,"1-6","1-4","1-4","5","5","6","6",null,"1-6",null,null,"1-6"," 1 - 2"," 1 - 2"," 1 - 2"," 3, 5 or 8"," 1 - 3"," 1 - 3",1,1,1,1,null,1,1,1,1,1,1,1,1,1,1,1,1,1,1,1,null,null,null,null,null,null,null,null,null,null,null,null,2,null,null,1,null,null,null,1,null,1,1]
["UN = 400 V (380, 400, 415 V) "]
["ACS800-04-0003-3","R2",5.0999999999999996,"3x1,5+1,5","-",3,null,null,null,null,null,null,null,null,null,null,null,null,null,null,null,null,null,null,null,null,null,null,null,null,null,null,null,null,null,null,null,null,null,null,3,null,null,null,null,null,null,null,null,null,null,null,null,null,null,null,null,null,null,null,null,null,null,null,null,null,null,null,null,null,null,null,null,null,null,null,null,null,null,null,null,null,null,null,1,null,null,null,null,null,null,null,null,null,null,null,null,null,null,1,null,null,null,null,null,null,null,null,null,null,null,null,null,null,null,null,null,null,null,null,null,null,null,null,null,null,null,null,null,1,null,1,null,1,1,1,1,1,1,1,1,1,1,1,4,1,1,1,1,1,null,null,null,null,1,null,null,null,1,null,null,null,null,null,null,1,null,null,null,null,null,null,null,null,null,null,null,null,null,null,null,null,null,null,null,null,null,null,null,null,null,null,null," 1 - 2"," 1 - 2"," 1 - 2"," 3, 5 or 8"," 1 - 3"," 1 - 3",1,1,1,1,null,1,1,1,1,1,1,1,1,1,1,1,1,1,1,1,2,null,null,null,null,null,null,null,null,null,null,null,null,1,null,null,1,null,null,null,null,1,1]
["ACS800-04-0004-3","R2",6.5,"3x1,5+1,5","-",3,null,null,null,null,null,null,null,null,null,null,null,null,null,null,null,null,null,null,null,null,null,null,null,null,null,null,null,null,null,null,null,null,null,null,3,null,null,null,null,null,null,null,null,null,null,null,null,null,null,null,null,null,null,null,null,null,null,null,null,null,null,null,null,null,null,null,null,null,null,null,null,null,null,null,null,null,null,null,1,null,null,null,null,null,null,null,null,null,null,null,null,null,null,1,null,null,null,null,null,null,null,null,null,null,null,null,null,null,null,null,null,null,null,null,null,null,null,null,null,null,null,null,null,1,null,1,null,1,1,1,1,1,1,1,1,1,1,1,4,1,1,1,1,1,null,null,null,null,1,null,null,null,1,null,null,null,null,null,null,1,null,null,null,null,null,null,null,null,null,null,null,null,null,null,null,null,null,null,null,null,null,null,null,null,null,null,null," 1 - 2"," 1 - 2"," 1 - 2"," 3, 5 or 8"," 1 - 3"," 1 - 3",1,1,1,1,null,1,1,1,1,1,1,1,1,1,1,1,1,1,1,1,2,null,null,null,null,null,null,null,null,null,null,null,null,1,null,null,1,null,null,null,null,1,1]
["ACS800-04-0005-3","R2",8.5,"3x1,5+1,5","-",3,null,null,null,null,null,null,null,null,null,null,null,null,null,null,null,null,null,null,null,null,null,null,null,null,null,null,null,null,null,null,null,null,null,null,3,null,null,null,null,null,null,null,null,null,null,null,null,null,null,null,null,null,null,null,null,null,null,null,null,null,null,null,null,null,null,null,null,null,null,null,null,null,null,null,null,null,null,null,1,null,null,null,null,null,null,null,null,null,null,null,null,null,null,1,null,null,null,null,null,null,null,null,null,null,null,null,null,null,null,null,null,null,null,null,null,null,null,null,null,null,null,null,null,1,null,1,null,1,1,1,1,1,1,1,1,1,1,1,4,1,1,1,1,1,null,null,null,null,1,null,null,null,1,null,null,null,null,null,null,1,null,null,null,null,null,null,null,null,null,null,null,null,null,null,null,null,null,null,null,null,null,null,null,null,null,null,null," 1 - 2"," 1 - 2"," 1 - 2"," 3, 5 or 8"," 1 - 3"," 1 - 3",1,1,1,1,null,1,1,1,1,1,1,1,1,1,1,1,1,1,1,1,2,null,null,null,null,null,null,null,null,null,null,null,null,1,null,null,1,null,null,null,null,1,1]
["ACS800-04-0006-3","R2",10.9,"3x2,5+2,5","-",null,3,null,null,null,null,null,null,null,null,null,null,null,null,null,null,null,null,null,null,null,null,null,null,null,null,null,null,null,null,null,null,null,null,null,null,3,null,null,null,null,null,null,null,null,null,null,null,null,null,null,null,null,null,null,null,null,null,null,null,null,null,null,null,null,null,null,null,null,null,null,null,null,null,null,null,null,null,null,1,null,null,null,null,null,null,null,null,null,null,null,null,null,null,1,null,null,null,null,null,null,null,null,null,null,null,null,null,null,null,null,null,null,null,null,null,null,null,null,null,null,null,null,null,1,null,1,null,1,1,1,1,1,1,1,1,1,1,1,4,1,1,1,1,1,null,null,null,null,1,null,null,null,1,null,null,null,null,null,null,1,null,null,null,null,null,null,null,null,null,null,null,null,null,null,null,null,null,null,null,null,null,null,null,null,null,null,null," 1 - 2"," 1 - 2"," 1 - 2"," 3, 5 or 8"," 1 - 3"," 1 - 3",1,1,1,1,null,1,1,1,1,1,1,1,1,1,1,1,1,1,1,1,1,1,null,null,null,null,null,null,null,null,null,null,null,1,null,null,1,null,null,null,null,1,1]
["ACS800-04-0009-3","R2",13.9,"3x2,5+2,5","-",null,3,null,null,null,null,null,null,null,null,null,null,null,null,null,null,null,null,null,null,null,null,null,null,null,null,null,null,null,null,null,null,null,null,null,null,null,null,3,null,null,null,null,null,null,null,null,null,null,null,null,null,null,null,null,null,null,null,null,null,null,null,null,null,null,null,null,null,null,null,null,null,null,null,null,null,null,null,null,1,null,null,null,null,null,null,null,null,null,null,null,null,null,null,1,null,null,null,null,null,null,null,null,null,null,null,null,null,null,null,null,null,null,null,null,null,null,null,null,null,null,null,null,null,1,null,1,null,1,1,1,1,1,1,1,1,1,1,1,4,1,1,1,1,1,null,null,null,null,1,null,null,null,1,null,null,null,null,null,null,1,null,null,null,null,null,null,null,null,null,null,null,null,null,null,null,null,null,null,null,null,null,null,null,null,null,null,null," 1 - 2"," 1 - 2"," 1 - 2"," 3, 5 or 8"," 1 - 3"," 1 - 3",1,1,1,1,null,1,1,1,1,1,1,1,1,1,1,1,1,1,1,1,1,1,null,null,null,null,null,null,null,null,null,null,null,1,null,null,1,null,null,null,null,1,1]
["ACS800-04-0011-3","R3",19,"3x4+4","-",null,null,3,null,null,null,null,null,null,null,null,null,null,null,null,null,null,null,null,null,null,null,null,null,null,null,null,null,null,null,null,null,null,null,null,null,null,null,null,3,null,null,null,null,null,null,null,null,null,null,null,null,null,null,null,null,null,null,null,null,null,null,null,null,null,null,null,null,null,null,null,null,null,null,null,null,null,null,null,1,null,null,null,null,null,null,null,null,null,null,null,null,null,null,1,null,null,null,null,null,null,null,null,null,null,null,null,null,null,null,null,null,null,null,null,null,null,null,null,null,null,null,null,null,1,null,1,null,1,1,1,1,1,1,1,1,1,1,1,4,1,1,1,1,1,null,null,null,null,1,null,null,null,1,null,null,null,null,null,null,null,1,null,null,null,null,null,null,null,null,null,null,null,null,null,null,null,null,null,null,null,null,null,null,null,null,null,null," 1 - 2"," 1 - 2"," 1 - 2"," 3, 5 or 8"," 1 - 3"," 1 - 3",1,1,1,1,null,1,1,1,1,1,1,1,1,1,1,1,1,1,1,1,null,2,null,null,null,null,null,null,null,null,null,null,null,1,null,null,1,null,null,null,null,1,1]
["ACS800-04-0016-3","R3",25,"3x4+4","-",null,null,null,3,null,null,null,null,null,null,null,null,null,null,null,null,null,null,null,null,null,null,null,null,null,null,null,null,null,null,null,null,null,null,null,null,null,null,null,3,null,null,null,null,null,null,null,null,null,null,null,null,null,null,null,null,null,null,null,null,null,null,null,null,null,null,null,null,null,null,null,null,null,null,null,null,null,null,null,1,null,null,null,null,null,null,null,null,null,null,null,null,null,null,null,null,1,null,null,null,null,null,null,null,null,null,null,null,null,null,null,null,null,null,null,null,null,null,null,null,null,null,null,null,1,null,1,null,1,1,1,1,1,1,1,1,1,1,1,4,1,1,1,1,null,1,null,null,null,null,1,null,null,null,1,null,null,null,null,null,null,1,null,null,null,null,null,null,null,null,null,null,null,null,null,null,null,null,null,null,null,null,null,null,null,null,null,null," 1 - 2"," 1 - 2"," 1 - 2"," 3, 5 or 8"," 1 - 3"," 1 - 3",1,1,1,1,null,1,1,1,1,1,1,1,1,1,1,1,1,1,1,1,null,1,null,null,null,null,null,null,null,null,null,null,null,1,null,null,1,null,null,null,null,1,1]
["ACS800-04-0020-3","R3",34,"3x10+10","-",null,null,null,null,3,null,null,null,null,null,null,null,null,null,null,null,null,null,null,null,null,null,null,null,null,null,null,null,null,null,null,null,null,null,null,null,null,null,null,null,3,null,null,null,null,null,null,null,null,null,null,null,null,null,null,null,null,null,null,null,null,null,null,null,null,null,null,null,null,null,null,null,null,null,null,null,null,null,null,null,1,null,null,null,null,null,null,null,null,null,null,null,null,null,null,null,null,null,null,null,1,null,null,null,null,null,null,null,null,null,null,null,null,null,null,null,null,null,null,null,null,null,null,null,1,null,1,null,1,1,1,1,1,1,1,1,1,1,1,4,1,1,1,1,null,1,null,null,null,null,1,null,null,null,1,null,null,null,null,null,null,1,null,null,null,null,null,null,null,null,null,null,null,null,null,null,null,null,null,null,null,null,null,null,null,null,null,null," 1 - 2"," 1 - 2"," 1 - 2"," 3, 5 or 8"," 1 - 3"," 1 - 3",1,1,1,1,null,1,1,1,1,1,1,1,1,1,1,1,1,1,1,1,null,null,1,1,null,null,null,null,null,null,null,null,null,1,null,null,1,null,null,null,null,1,1]
["ACS800-04-0023-3",null,40,"3x10+10","-",null,null,null,null,null,3,null,null,null,null,null,null,null,null,null,null,null,null,null,null,null,null,null,null,null,null,null,null,null,null,null,null,null,null,null,null,null,null,null,null,3,null,null,null,null,null,null,null,null,null,null,null,null,null,null,null,null,null,null,null,null,null,null,null,null,null,null,null,null,null,null,null,null,null,null,null,null,null,null,null,1,null,null,null,null,null,null,null,null,null,null,null,null,null,null,null,null,null,null,null,1,null,null,null,null,null,null,null,null,null,null,null,null,null,null,null,null,null,null,null,null,null,null,null,1,null,1,null,1,1,1,1,1,1,1,1,1,1,1,4,1,1,1,1,null,null,1,null,null,null,null,1,null,null,null,1,null,null,null,null,null,1,null,null,null,null,null,null,null,null,null,null,null,null,null,null,null,null,null,null,null,null,null,null,null,null,null,null," 1 - 2"," 1 - 2"," 1 - 2"," 3, 5 or 8"," 1 - 3"," 1 - 3",1,1,1,1,null,1,1,1,1,1,1,1,1,1,1,1,1,1,1,1,null,null,1,1,null,null,null,null,null,null,null,null,null,1,null,null,1,null,null,null,null,1,1]
["ACS800-04-0025-3","R4",44,"3x10+10","3x16+10Cu",null,null,null,null,null,3,null,null,null,null,null,null,null,null,null,null,null,null,null,null,null,null,null,null,null,null,null,null,null,null,null,null,null,null,null,null,null,null,null,null,3,null,null,null,null,null,null,null,null,null,null,null,null,null,null,null,null,null,null,null,null,null,null,null,null,null,null,null,null,null,null,null,null,null,null,null,null,null,null,null,1,null,null,null,null,null,null,null,null,null,null,null,null,null,null,null,null,null,null,null,null,null,1,null,null,null,null,null,null,null,null,null,null,null,null,null,null,null,null,null,null,null,null,null,1,null,1,null,1,1,1,1,1,1,1,1,1,1,1,4,1,1,1,1,null,null,1,null,null,null,null,1,null,null,null,1,null,null,null,null,null,null,1,null,null,null,null,null,null,null,null,null,null,null,null,null,null,null,null,null,null,null,null,null,null,null,null,null," 1 - 2"," 1 - 2"," 1 - 2"," 3, 5 or 8"," 1 - 3"," 1 - 3",1,1,1,1,null,1,1,1,1,1,1,1,1,1,1,1,1,1,1,1,null,null,null,2,null,null,null,null,null,null,null,null,null,1,null,null,1,null,null,null,null,1,1]
["ACS800-04-0030-3","R4",55,"3x16+16","3x25+16Cu",null,null,null,null,null,null,3,null,null,null,null,null,null,null,null,null,null,null,null,null,null,null,null,null,null,null,null,null,null,null,null,null,null,null,null,null,null,null,null,null,3,null,null,null,null,null,null,null,null,null,null,null,null,null,null,null,null,null,null,null,null,null,null,null,null,null,null,null,null,null,null,null,null,null,null,null,null,null,null,null,1,null,null,null,null,null,null,null,null,null,null,null,null,null,null,null,null,null,null,null,null,null,1,null,null,null,null,null,null,null,null,null,null,null,null,null,null,null,null,null,null,null,null,null,1,null,1,null,1,1,1,1,1,1,1,1,1,1,1,4,1,1,1,1,null,null,1,null,null,null,null,1,null,null,null,1,null,null,null,null,null,null,1,null,null,null,null,null,null,null,null,null,null,null,null,null,null,null,null,null,null,null,null,null,null,null,null,null," 1 - 2"," 1 - 2"," 1 - 2"," 3, 5 or 8"," 1 - 3"," 1 - 3",1,1,1,1,null,1,1,1,1,1,1,1,1,1,1,1,1,1,1,1,null,null,null,1,1,null,null,null,null,null,null,null,null,1,null,null,1,null,null,null,null,1,1]
["ACS800-04-0035-3",null,59,"3x16+16","3x25+16Cu",null,null,null,null,null,null,3,null,null,null,null,null,null,null,null,null,null,null,null,null,null,null,null,null,null,null,null,null,null,null,null,null,null,null,null,null,null,null,null,null,null,3,null,null,null,null,null,null,null,null,null,null,null,null,null,null,null,null,null,null,null,null,null,null,null,null,null,null,null,null,null,null,null,null,null,null,null,null,null,null,null,1,null,null,null,null,null,null,null,null,null,null,null,null,null,null,null,null,null,null,null,null,null,null,1,null,null,null,null,null,null,null,null,null,null,null,null,null,null,null,null,null,null,null,1,null,1,null,1,1,1,1,1,1,1,1,1,1,1,4,1,1,1,1,null,null,1,null,null,null,null,1,null,null,null,1,null,null,null,null,null,null,1,null,null,null,null,null,null,null,null,null,null,null,null,null,null,null,null,null,null,null,null,null,null,null,null,null," 1 - 2"," 1 - 2"," 1 - 2"," 3, 5 or 8"," 1 - 3"," 1 - 3",1,1,1,1,null,1,1,1,1,1,1,1,1,1,1,1,1,1,1,1,null,null,null,1,1,null,null,null,null,null,null,null,null,1,null,null,1,null,null,null,null,1,1]
["ACS800-04-0040-3","R5",72,"3x25+16","3x50+16Cu",null,null,null,null,null,null,null,3,null,null,null,null,null,null,null,null,null,null,null,null,null,null,null,null,null,null,null,null,null,null,null,null,null,null,null,null,null,null,null,null,null,null,3,null,null,null,null,null,null,null,null,null,null,null,null,null,null,null,null,null,null,null,null,null,null,null,null,null,null,null,null,null,null,null,null,null,null,null,null,null,null,1,null,null,null,null,null,null,null,null,null,null,null,null,null,null,null,null,null,null,null,null,null,null,null,null,1,null,null,null,null,null,null,null,null,null,null,null,null,null,null,null,null,null,1,null,1,null,1,1,1,1,1,1,1,1,1,1,1,4,1,1,1,1,null,null,1,null,null,null,null,1,null,null,null,1,null,null,null,null,null,null,null,null,1,null,null,null,null,null,null,null,null,null,null,null,null,null,null,null,null,null,null,null,null,null,null,null," 1 - 2"," 1 - 2"," 1 - 2"," 3, 5 or 8"," 1 - 3"," 1 - 3",1,1,1,1,null,1,1,1,1,1,1,1,1,1,1,1,1,1,1,1,null,null,null,null,2,null,null,null,null,null,null,null,null,1,null,null,1,null,null,null,null,1,1]
["ACS800-04-0050-3","R5",86,"3x35+16","3x50+16Cu",null,null,null,null,null,null,null,null,3,null,null,null,null,null,null,null,null,null,null,null,null,null,null,null,null,null,null,null,null,null,null,null,null,null,null,null,null,null,null,null,null,null,null,3,null,null,null,null,null,null,null,null,null,null,null,null,null,null,null,null,null,null,null,null,null,null,null,null,null,null,null,null,null,null,null,null,null,null,null,null,null,1,null,null,null,null,null,null,null,null,null,null,null,null,null,null,null,null,null,null,null,null,null,null,null,null,1,null,null,null,null,null,null,null,null,null,null,null,null,null,null,null,null,null,1,null,1,null,1,1,1,1,1,1,1,1,1,1,1,4,1,1,1,1,null,null,1,null,null,null,null,1,null,null,null,1,null,null,null,null,null,null,null,null,1,null,null,null,null,null,null,null,null,null,null,null,null,null,null,null,null,null,null,null,null,null,null,null," 1 - 2"," 1 - 2"," 1 - 2"," 3, 5 or 8"," 1 - 3"," 1 - 3",1,1,1,1,null,1,1,1,1,1,1,1,1,1,1,1,1,1,1,1,null,null,null,null,null,1,1,null,null,null,null,null,null,1,null,null,1,null,null,null,null,1,1]
["ACS800-04-0060-3","R5",103,"3x50+25","3x70+21Cu",null,null,null,null,null,null,null,null,null,3,null,null,null,null,null,null,null,null,null,null,null,null,null,null,null,null,null,null,null,null,null,null,null,null,null,null,null,null,null,null,null,null,null,null,3,null,null,null,null,null,null,null,null,null,null,null,null,null,null,null,null,null,null,null,null,null,null,null,null,null,null,null,null,null,null,null,null,null,null,null,null,1,null,null,null,null,null,null,null,null,null,null,null,null,null,null,null,null,null,null,null,null,null,null,null,null,null,null,1,null,null,null,null,null,null,null,null,null,null,null,null,null,null,null,1,null,1,null,1,1,1,1,1,1,1,1,1,1,1,4,1,1,1,1,null,null,null,1,null,null,null,null,1,null,null,null,1,null,null,null,null,null,null,null,1,null,null,null,null,null,null,null,null,null,null,null,null,null,null,null,null,null,null,null,null,null,null,null," 1 - 2"," 1 - 2"," 1 - 2"," 3, 5 or 8"," 1 - 3"," 1 - 3",1,1,1,1,null,1,1,1,1,1,1,1,1,1,1,1,1,1,1,1,null,null,null,null,null,null,null,2,null,null,null,null,null,null,1,null,null,1,null,null,null,1,1]
["ACS800-04-0075-3","R5",145,"3x70+35",null,null,null,null,null,null,null,null,null,null,null,3,null,null,null,null,null,null,null,null,null,null,null,null,null,null,null,null,null,null,null,null,null,null,null,null,null,null,null,null,null,null,null,null,null,null,3,null,null,null,null,null,null,null,null,null,null,null,null,null,null,null,null,null,null,null,null,null,null,null,null,null,null,null,null,null,null,null,null,null,null,null,null,1,null,null,null,null,null,null,null,null,null,null,null,null,null,null,null,null,null,null,null,null,null,null,null,null,null,null,null,1,null,null,null,null,null,null,null,null,null,null,null,null,null,1,null,1,null,1,1,1,1,1,1,1,1,1,1,1,4,1,1,1,1,null,null,null,1,null,null,null,null,1,null,null,null,1,null,null,null,null,null,null,1,null,null,null,null,null,null,null,null,null,null,null,null,null,null,null,null,null,null,null,null,null,null,null,null," 1 - 2"," 1 - 2"," 1 - 2"," 3, 5 or 8"," 1 - 3"," 1 - 3",1,1,1,1,null,1,1,1,1,1,1,1,1,1,1,1,1,1,1,1,null,null,null,null,null,null,null,2,null,null,null,null,null,null,1,null,null,1,null,null,null,1,1]
["ACS800-04-0070-3","R6",141,"3x70+35","3x120+41Cu",null,null,null,null,null,null,null,null,null,null,3,null,null,null,null,null,null,null,null,null,null,null,null,null,null,null,null,null,null,null,null,null,null,null,null,null,null,null,null,null,null,null,null,null,null,3,null,null,null,null,null,null,null,null,null,null,null,null,null,null,null,null,null,null,null,null,null,null,null,null,null,null,null,null,null,null,null,null,null,null,null,null,1,null,null,null,null,null,null,null,null,null,null,null,null,null,null,null,null,null,null,null,null,null,null,null,null,null,null,null,1,null,null,null,null,null,null,null,null,null,null,null,null,null,1,null,1,null,1,1,1,1,1,1,1,1,1,1,1,4,1,1,1,1,null,null,null,1,null,null,null,null,1,null,null,null,1,null,null,null,null,null,null,1,null,null,null,null,null,null,1,2,3,4,5,6,"1-6","1-4","1-4","5","5","6","6",null,"1-6",null,null,"1-6"," 1 - 2"," 1 - 2"," 1 - 2"," 3, 5 or 8"," 1 - 3"," 1 - 3",1,1,1,1,null,1,1,1,1,1,1,1,1,1,1,1,1,1,1,1,null,null,null,null,null,null,null,2,null,null,null,null,null,null,1,null,null,1,null,null,null,1,1]
["ACS800-04-0100-3","R6",166,"3x95+50","3x150+50Cu",null,null,null,null,null,null,null,null,null,null,null,3,null,null,null,null,null,null,null,null,null,null,null,null,null,null,null,null,null,null,null,null,null,null,null,null,null,null,null,null,null,null,null,null,null,3,null,null,null,null,null,null,null,null,null,null,null,null,null,null,null,null,null,null,null,null,null,null,null,null,null,null,null,null,null,null,null,null,null,null,null,null,null,1,null,null,null,null,null,null,null,null,null,null,null,null,null,null,null,null,null,null,null,null,null,null,null,null,null,null,null,null,1,null,null,null,null,null,null,null,null,null,null,null,1,null,1,null,1,1,1,1,1,1,1,1,1,1,1,4,1,1,1,1,null,null,null,1,null,null,null,null,null,null,null,null,null,null,null,null,null,null,null,null,null,1,null,null,null,null,1,2,3,4,5,6,"1-6","1-4","1-4","5","5","6","6",null,"1-6",null,null,"1-6"," 1 - 2"," 1 - 2"," 1 - 2"," 3, 5 or 8"," 1 - 3"," 1 - 3",1,1,1,1,null,1,1,1,1,1,1,1,1,1,1,1,1,1,1,1,null,null,null,null,null,null,null,2,null,null,null,null,null,null,1,null,null,1,null,null,null,1,1]
["ACS800-04-0120-3","R6",202,"3x120+70","3x185+57Cu",null,null,null,null,null,null,null,null,null,null,null,null,3,null,null,null,null,null,null,null,null,null,null,null,null,null,null,null,null,null,null,null,null,null,null,null,null,null,null,null,null,null,null,null,null,null,null,null,null,3,null,null,null,null,null,null,null,null,null,null,null,null,null,null,null,null,null,null,null,null,null,null,null,null,null,null,null,null,null,null,null,null,null,1,null,null,null,null,null,null,null,null,null,null,null,null,null,null,null,null,null,null,null,null,null,null,null,null,null,null,null,null,1,null,null,null,null,null,null,null,null,null,null,null,1,null,1,null,1,1,1,1,1,1,1,1,1,1,1,4,1,1,1,1,null,null,null,null,1,null,null,null,null,null,null,null,null,null,null,null,null,null,null,null,null,1,null,null,null,null,1,2,3,4,5,6,"1-6","1-4","1-4","5","5","6","6",null,"1-6",null,null,"1-6"," 1 - 2"," 1 - 2"," 1 - 2"," 3, 5 or 8"," 1 - 3"," 1 - 3",1,1,1,1,null,1,1,1,1,1,1,1,1,1,1,1,1,1,1,1,null,null,null,null,null,null,null,null,2,null,null,null,null,null,1,null,null,1,null,null,null,1,1]
["ACS800-04-0135-3",null,225,"3x150+70","3x240+95Cu",null,null,null,null,null,null,null,null,null,null,null,null,null,3,null,null,null,null,null,null,null,null,null,null,null,null,null,null,null,null,null,null,null,null,null,null,null,null,null,null,null,null,null,null,null,null,null,null,null,3,null,null,null,null,null,null,null,null,null,null,null,null,null,null,null,null,null,null,null,null,null,null,null,null,null,null,null,null,null,null,null,null,null,1,null,null,null,null,null,null,null,null,null,null,null,null,null,null,null,null,null,null,null,null,null,null,null,null,null,null,null,null,1,null,null,null,null,null,null,null,null,null,null,null,1,null,1,null,1,1,1,1,1,1,1,1,1,1,1,4,1,1,1,1,null,null,null,null,null,null,null,null,null,null,null,null,null,1,null,null,null,null,null,null,null,null,null,1,null,null,1,2,3,4,5,6,"1-6","1-4","1-4","5","5","6","6",null,"1-6",null,null,"1-6"," 1 - 2"," 1 - 2"," 1 - 2"," 3, 5 or 8"," 1 - 3"," 1 - 3",1,1,1,1,null,1,1,1,1,1,1,1,1,1,1,1,1,1,1,1,null,null,null,null,null,null,null,null,2,null,null,null,null,null,1,null,null,1,null,null,null,1,1]
["ACS800-04-0165-3",null,260,"3x185+70","3x240+95Cu",null,null,null,null,null,null,null,null,null,null,null,null,null,null,3,null,null,null,null,null,null,null,null,null,null,null,null,null,null,null,null,null,null,null,null,null,null,null,null,null,null,null,null,null,null,null,null,null,null,null,null,3,null,null,null,null,null,null,null,null,null,null,null,null,null,null,null,null,null,null,null,null,null,null,null,null,null,null,null,null,null,null,null,null,1,null,null,null,null,null,null,null,null,null,null,null,null,null,null,null,null,null,null,null,null,null,null,null,null,null,null,null,null,null,1,1,null,null,null,null,null,null,null,null,1,null,1,null,1,1,1,1,1,1,1,1,1,1,1,4,1,1,1,1,null,null,null,null,null,null,null,null,null,null,null,null,null,1,null,null,null,null,null,null,null,null,null,1,null,null,1,2,3,4,5,6,"1-6","1-4","1-4","5","5","6","6",null,"1-6",null,null,"1-6"," 1 - 2"," 1 - 2"," 1 - 2"," 3, 5 or 8"," 1 - 3"," 1 - 3",1,1,1,1,null,1,1,1,1,1,1,1,1,1,1,1,1,1,1,1,null,null,null,null,null,null,null,null,2,null,null,null,null,null,1,null,null,1,null,null,null,1,1]
["ACS800-04-0205-3",null,290,"3x240+70","2x(3x95)",null,null,null,null,null,null,null,null,null,null,null,null,null,null,3,null,null,null,null,null,null,null,null,null,null,null,null,null,null,null,null,null,null,null,null,null,null,null,null,null,null,null,null,null,null,null,null,null,null,null,null,null,3,null,null,null,null,null,null,null,null,null,null,null,null,null,null,null,null,null,null,null,null,null,null,null,null,null,null,null,null,null,null,null,1,null,null,null,null,null,null,null,null,null,null,null,null,null,null,null,null,null,null,null,null,null,null,null,null,null,null,null,null,null,null,null,1,1,null,null,null,null,null,null,1,null,1,null,1,1,1,1,1,1,1,1,1,1,1,4,1,1,1,1,null,null,null,null,null,null,null,null,null,null,null,null,null,1,null,null,null,null,null,null,null,null,null,1,null,null,1,2,3,4,5,6,"1-6","1-4","1-4","5","5","6","6",null,"1-6",null,null,"1-6"," 1 - 2"," 1 - 2"," 1 - 2"," 3, 5 or 8"," 1 - 3"," 1 - 3",1,1,1,1,null,1,1,1,1,1,1,1,1,1,1,1,1,1,1,1,null,null,null,null,null,null,null,null,null,2,null,null,null,null,1,null,null,1,null,null,null,1,1]
["ACS800-04-0140-3","R7",206,"3x185+95","3x240+95Cu",null,null,null,null,null,null,null,null,null,null,null,null,null,"3",null,null,null,null,null,null,null,null,null,null,null,null,null,null,null,null,null,null,null,null,null,null,null,null,null,null,null,null,null,null,null,null,null,null,null,"3",null,null,null,null,null,null,null,null,null,null,null,null,null,null,null,null,null,null,null,null,null,null,null,null,null,null,null,null,null,null,null,null,null,1,null,null,null,null,null,null,null,null,null,null,null,null,null,null,null,null,null,null,null,null,null,null,null,null,null,null,null,null,1,1,null,null,null,null,null,null,null,null,null,null,1,null,1,null,1,1,1,1,1,1,1,1,1,1,1,4,1,1,1,1,null,null,null,null,null,null,null,null,null,null,null,null,null,1,null,null,null,null,null,null,null,null,null,1,null,null,1,2,3,4,5,6,"1-6","1-4","1-4","5","5","6","6",null,"1-6",null,null,"1-6"," 1 - 2"," 1 - 2"," 1 - 2"," 3, 5 or 8"," 1 - 3"," 1 - 3",1,1,1,1,null,1,1,1,1,1,1,1,1,1,1,1,1,1,1,1,null,null,null,null,null,null,null,null,2,null,null,null,null,null,1,null,null,1,null,null,null,1,1]
["ACS800-04-0170-3","R7",248,"3x240+120","2x(3x120+50Cu)",null,null,null,null,null,null,null,null,null,null,null,null,null,null,"3",null,null,null,null,null,null,null,null,null,null,null,null,null,null,null,null,null,null,null,null,null,null,null,null,null,null,null,null,null,null,null,null,null,null,null,null,"3",null,null,null,null,null,null,null,null,null,null,null,null,null,null,null,null,null,null,null,null,null,null,null,null,null,null,null,null,null,null,null,null,1,null,null,null,null,null,null,null,null,null,null,null,null,null,null,null,null,null,null,null,null,null,null,null,null,null,null,null,null,null,1,1,null,null,null,null,null,null,null,null,1,null,1,null,1,1,1,1,1,1,1,1,1,1,1,4,1,1,1,1,null,null,null,null,null,null,null,null,null,null,null,null,null,1,null,null,null,null,null,null,null,null,null,1,null,null,1,2,3,4,5,6,"1-6","1-4","1-4","5","5","6","6",null,"1-6",null,null,"1-6"," 1 - 2"," 1 - 2"," 1 - 2"," 3, 5 or 8"," 1 - 3"," 1 - 3",1,1,1,1,null,1,1,1,1,1,1,1,1,1,1,1,1,1,1,1,null,null,null,null,null,null,null,null,2,null,null,null,null,null,1,null,null,1,null,null,null,1,1]
["ACS800-04-0210-3","R7",289,"2x(3x95+50)","2x(3x150+50Cu)",null,null,null,null,null,null,null,null,null,null,null,null,null,null,"3",null,null,null,null,null,null,null,null,null,null,null,null,null,null,null,null,null,null,null,null,null,null,null,null,null,null,null,null,null,null,null,null,null,null,null,null,null,"3",null,null,null,null,null,null,null,null,null,null,null,null,null,null,null,null,null,null,null,null,null,null,null,null,null,null,null,null,null,null,null,1,null,null,null,null,null,null,null,null,null,null,null,null,null,null,null,null,null,null,null,null,null,null,null,null,null,null,null,null,null,null,null,1,1,null,null,null,null,null,null,1,null,1,null,1,1,1,1,1,1,1,1,1,1,1,4,1,1,1,1,null,null,null,null,null,null,null,null,null,null,null,null,null,1,null,null,null,null,null,null,null,null,null,1,null,null,1,2,3,4,5,6,"1-6","1-4","1-4","5","5","6","6",null,"1-6",null,null,"1-6"," 1 - 2"," 1 - 2"," 1 - 2"," 3, 5 or 8"," 1 - 3"," 1 - 3",1,1,1,1,null,1,1,1,1,1,1,1,1,1,1,1,1,1,1,1,null,null,null,null,null,null,null,null,null,2,null,null,null,null,1,null,null,1,null,null,null,1,1]
["ACS800-04-0260-3","R8",445,"2x(3x150+95)","2x(3x240+95Cu)",null,null,null,null,null,null,null,null,null,null,null,null,null,null,null,"3",null,null,null,null,null,null,null,null,null,null,null,null,null,null,null,null,null,null,null,null,null,null,null,null,null,null,null,null,null,null,null,null,null,null,null,null,null,null,null,"3",null,null,null,null,null,null,null,null,null,null,null,null,null,null,null,null,null,null,null,null,null,null,null,null,null,null,null,null,null,1,null,null,null,null,null,null,null,null,null,null,null,null,null,null,null,null,null,null,null,null,null,null,null,null,null,null,null,null,null,null,null,null,null,null,1,null,null,null,1,null,1,null,1,1,1,1,1,1,1,1,1,1,1,4,1,1,1,1,null,null,null,null,null,null,null,null,null,null,null,null,null,null,1,null,null,null,null,null,null,null,null,null,2,null,1,2,3,4,5,6,"1-6","1-4","1-4","5","5","6","6",null,"1-6",null,null,"1-6"," 1 - 2"," 1 - 2"," 1 - 2"," 3, 5 or 8"," 1 - 3"," 1 - 3",1,1,1,1,null,1,1,1,1,1,1,1,1,1,1,1,1,1,1,1,null,null,null,null,null,null,null,null,null,null,2,null,null,null,null,1,null,null,1,null,null,1,1]
["ACS800-04-0320-3","R8",521,"2x(3x240+120)","3x(3x150+50Cu) ",null,null,null,null,null,null,null,null,null,null,null,null,null,null,null,null,"3",null,null,null,null,null,null,null,null,null,null,null,null,null,null,null,null,null,null,null,null,null,null,null,null,null,null,null,null,null,null,null,null,null,null,null,null,null,null,null,null,"3",null,null,null,null,null,null,null,null,null,null,null,null,null,null,null,null,null,null,null,null,null,null,null,null,null,null,null,1,null,null,null,null,null,null,null,null,null,null,null,null,null,null,null,null,null,null,null,null,null,null,null,null,null,null,null,null,null,null,null,null,null,null,null,1,null,null,1,null,1,null,1,1,1,1,1,1,1,1,1,1,1,4,1,1,1,1,null,null,null,null,null,null,null,null,null,null,null,null,null,null,null,1,null,null,null,null,null,null,null,2,null,null,1,2,3,4,5,6,"1-6","1-4","1-4","5","5","6","6",null,"1-6",null,null,"1-6"," 1 - 2"," 1 - 2"," 1 - 2"," 3, 5 or 8"," 1 - 3"," 1 - 3",1,1,1,1,null,2,1,1,1,1,1,1,1,1,1,1,1,1,1,1,null,null,null,null,null,null,null,null,null,null,null,2,null,null,null,1,null,null,null,1,null,1,1]
["ACS800-04-0400-3","R8",602,"3x(3x150+95)","3x(3x240+95Cu)",null,null,null,null,null,null,null,null,null,null,null,null,null,null,null,null,"3",null,null,null,null,null,null,null,null,null,null,null,null,null,null,null,null,null,null,null,null,null,null,null,null,null,null,null,null,null,null,null,null,null,null,null,null,null,null,null,null,null,"3",null,null,null,null,null,null,null,null,null,null,null,null,null,null,null,null,null,null,null,null,null,null,null,null,null,null,null,1,null,null,null,null,null,null,null,null,null,null,null,null,null,null,null,null,null,null,null,null,null,null,null,null,null,null,null,null,null,null,null,null,null,null,null,1,null,1,null,1,null,1,1,1,1,1,1,1,1,1,1,1,4,1,1,1,1,null,null,null,null,null,null,null,null,null,null,null,null,null,null,null,1,null,null,null,null,null,4,null,null,null,null,1,2,3,4,5,6,"1-6","1-4","1-4","5","5","6","6",null,"1-6",null,null,"1-6"," 1 - 2"," 1 - 2"," 1 - 2"," 3, 5 or 8"," 1 - 3"," 1 - 3",1,1,1,1,null,2,1,1,1,1,1,1,1,1,1,1,1,1,1,1,null,null,null,null,null,null,null,null,null,null,null,2,null,null,null,1,null,null,null,1,null,1,1]
["ACS800-04-0440-3","R8",693,"3x(3x185+95)","3x(3x240+95Cu)",null,null,null,null,null,null,null,null,null,null,null,null,null,null,null,null,null,"3",null,null,null,null,null,null,null,null,null,null,null,null,null,null,null,null,null,null,null,null,null,null,null,null,null,null,null,null,null,null,null,null,null,null,null,null,null,null,null,null,null,"3",null,null,null,null,null,null,null,null,null,null,null,null,null,null,null,null,null,null,null,null,null,null,null,null,null,null,1,null,null,null,null,null,null,null,null,null,null,null,null,null,null,null,null,null,null,null,null,null,null,null,null,null,null,null,null,null,null,null,null,null,null,null,1,null,1,null,1,null,1,1,1,1,1,1,1,1,1,1,1,4,1,1,1,1,null,null,null,null,null,null,null,null,null,null,null,null,null,null,null,1,null,null,null,null,null,null,null,null,4,null,1,2,3,4,5,6,"1-6","1-4","1-4","5","5","6","6",null,"1-6",null,null,"1-6"," 1 - 2"," 1 - 2"," 1 - 2"," 3, 5 or 8"," 1 - 3"," 1 - 3",1,1,1,1,null,2,1,1,1,1,1,1,1,1,1,1,1,1,1,1,null,null,null,null,null,null,null,null,null,null,null,null,2,null,null,1,null,null,null,1,null,1,1]
["ACS800-04-0490-3","R8",720,"3x(3x185+95)","3x(3x240+95Cu)",null,null,null,null,null,null,null,null,null,null,null,null,null,null,null,null,null,"3",null,null,null,null,null,null,null,null,null,null,null,null,null,null,null,null,null,null,null,null,null,null,null,null,null,null,null,null,null,null,null,null,null,null,null,null,null,null,null,null,null,"3",null,null,null,null,null,null,null,null,null,null,null,null,null,null,null,null,null,null,null,null,null,null,null,null,null,null,1,null,null,null,null,null,null,null,null,null,null,null,null,null,null,null,null,null,null,null,null,null,null,null,null,null,null,null,null,null,null,null,null,null,null,null,null,1,1,null,1,null,1,1,1,1,1,1,1,1,1,1,1,4,1,1,1,1,null,null,null,null,null,null,null,null,null,null,null,null,null,null,null,1,null,null,null,null,null,null,null,null,4,null,1,2,3,4,5,6,"1-6","1-4","1-4","5","5","6","6",null,"1-6",null,null,"1-6"," 1 - 2"," 1 - 2"," 1 - 2"," 3, 5 or 8"," 1 - 3"," 1 - 3",1,1,1,1,null,2,1,1,1,1,1,1,1,1,1,1,1,1,1,1,null,null,null,null,null,null,null,null,null,null,null,null,2,null,null,1,null,null,null,1,null,1,1]
["UN = 500 V (440, 460, 480 and 500 V)"]
["ACS800-04-0004-5","R2",4.9000000000000004,"3x1,5+1,5","-",3,null,null,null,null,null,null,null,null,null,null,null,null,null,null,null,null,null,null,null,null,null,null,null,null,null,null,null,null,null,null,null,null,null,null,3,null,null,null,null,null,null,null,null,null,null,null,null,null,null,null,null,null,null,null,null,null,null,null,null,null,null,null,null,null,null,null,null,null,null,null,null,null,null,null,null,null,null,null,1,null,null,null,null,null,null,null,null,null,null,null,null,null,null,1,null,null,null,null,null,null,null,null,null,null,null,null,null,null,null,null,null,null,null,null,null,null,null,null,null,null,null,null,null,1,null,1,null,1,1,1,1,1,1,1,1,1,1,1,4,1,1,1,1,1,null,null,null,null,1,null,null,null,1,null,null,null,null,null,null,1,null,null,null,null,null,null,null,null,null,null,null,null,null,null,null,null,null,null,null,null,null,null,null,null,null,null,null," 1 - 2"," 1 - 2"," 1 - 2"," 3, 5 or 8"," 1 - 3"," 1 - 3",1,1,1,1,null,1,1,1,1,1,1,1,1,1,1,1,1,1,1,1,2,null,null,null,null,null,null,null,null,null,null,null,null,1,null,null,1,null,null,null,null,1,1]
["ACS800-04-0005-5","R2",6.2,"3x1,5+1,5","-",3,null,null,null,null,null,null,null,null,null,null,null,null,null,null,null,null,null,null,null,null,null,null,null,null,null,null,null,null,null,null,null,null,null,null,3,null,null,null,null,null,null,null,null,null,null,null,null,null,null,null,null,null,null,null,null,null,null,null,null,null,null,null,null,null,null,null,null,null,null,null,null,null,null,null,null,null,null,null,1,null,null,null,null,null,null,null,null,null,null,null,null,null,null,1,null,null,null,null,null,null,null,null,null,null,null,null,null,null,null,null,null,null,null,null,null,null,null,null,null,null,null,null,null,1,null,1,null,1,1,1,1,1,1,1,1,1,1,1,4,1,1,1,1,1,null,null,null,null,1,null,null,null,1,null,null,null,null,null,null,1,null,null,null,null,null,null,null,null,null,null,null,null,null,null,null,null,null,null,null,null,null,null,null,null,null,null,null," 1 - 2"," 1 - 2"," 1 - 2"," 3, 5 or 8"," 1 - 3"," 1 - 3",1,1,1,1,null,1,1,1,1,1,1,1,1,1,1,1,1,1,1,1,2,null,null,null,null,null,null,null,null,null,null,null,null,1,null,null,1,null,null,null,null,1,1]
["ACS800-04-0006-5","R2",8.1,"3x1,5+1,5","-",3,null,null,null,null,null,null,null,null,null,null,null,null,null,null,null,null,null,null,null,null,null,null,null,null,null,null,null,null,null,null,null,null,null,null,3,null,null,null,null,null,null,null,null,null,null,null,null,null,null,null,null,null,null,null,null,null,null,null,null,null,null,null,null,null,null,null,null,null,null,null,null,null,null,null,null,null,null,null,1,null,null,null,null,null,null,null,null,null,null,null,null,null,null,1,null,null,null,null,null,null,null,null,null,null,null,null,null,null,null,null,null,null,null,null,null,null,null,null,null,null,null,null,null,1,null,1,null,1,1,1,1,1,1,1,1,1,1,1,4,1,1,1,1,1,null,null,null,null,1,null,null,null,1,null,null,null,null,null,null,1,null,null,null,null,null,null,null,null,null,null,null,null,null,null,null,null,null,null,null,null,null,null,null,null,null,null,null," 1 - 2"," 1 - 2"," 1 - 2"," 3, 5 or 8"," 1 - 3"," 1 - 3",1,1,1,1,null,1,1,1,1,1,1,1,1,1,1,1,1,1,1,1,2,null,null,null,null,null,null,null,null,null,null,null,null,1,null,null,1,null,null,null,null,1,1]
["ACS800-04-0009-5","R2",10.5,"3x2,5+2,5","-",null,3,null,null,null,null,null,null,null,null,null,null,null,null,null,null,null,null,null,null,null,null,null,null,null,null,null,null,null,null,null,null,null,null,null,null,3,null,null,null,null,null,null,null,null,null,null,null,null,null,null,null,null,null,null,null,null,null,null,null,null,null,null,null,null,null,null,null,null,null,null,null,null,null,null,null,null,null,null,1,null,null,null,null,null,null,null,null,null,null,null,null,null,null,1,null,null,null,null,null,null,null,null,null,null,null,null,null,null,null,null,null,null,null,null,null,null,null,null,null,null,null,null,null,1,null,1,null,1,1,1,1,1,1,1,1,1,1,1,4,1,1,1,1,1,null,null,null,null,1,null,null,null,1,null,null,null,null,null,null,1,null,null,null,null,null,null,null,null,null,null,null,null,null,null,null,null,null,null,null,null,null,null,null,null,null,null,null," 1 - 2"," 1 - 2"," 1 - 2"," 3, 5 or 8"," 1 - 3"," 1 - 3",1,1,1,1,null,1,1,1,1,1,1,1,1,1,1,1,1,1,1,1,1,1,null,null,null,null,null,null,null,null,null,null,null,1,null,null,1,null,null,null,null,1,1]
["ACS800-04-0011-5","R2",13.2,"3x2,5+2,5","-",null,3,null,null,null,null,null,null,null,null,null,null,null,null,null,null,null,null,null,null,null,null,null,null,null,null,null,null,null,null,null,null,null,null,null,null,null,null,3,null,null,null,null,null,null,null,null,null,null,null,null,null,null,null,null,null,null,null,null,null,null,null,null,null,null,null,null,null,null,null,null,null,null,null,null,null,null,null,null,1,null,null,null,null,null,null,null,null,null,null,null,null,null,null,1,null,null,null,null,null,null,null,null,null,null,null,null,null,null,null,null,null,null,null,null,null,null,null,null,null,null,null,null,null,1,null,1,null,1,1,1,1,1,1,1,1,1,1,1,4,1,1,1,1,1,null,null,null,null,1,null,null,null,1,null,null,null,null,null,null,1,null,null,null,null,null,null,null,null,null,null,null,null,null,null,null,null,null,null,null,null,null,null,null,null,null,null,null," 1 - 2"," 1 - 2"," 1 - 2"," 3, 5 or 8"," 1 - 3"," 1 - 3",1,1,1,1,null,1,1,1,1,1,1,1,1,1,1,1,1,1,1,1,1,1,null,null,null,null,null,null,null,null,null,null,null,1,null,null,1,null,null,null,null,1,1]
["ACS800-04-0016-5","R3",19,"3x4+4","-",null,null,3,null,null,null,null,null,null,null,null,null,null,null,null,null,null,null,null,null,null,null,null,null,null,null,null,null,null,null,null,null,null,null,null,null,null,null,null,3,null,null,null,null,null,null,null,null,null,null,null,null,null,null,null,null,null,null,null,null,null,null,null,null,null,null,null,null,null,null,null,null,null,null,null,null,null,null,null,1,null,null,null,null,null,null,null,null,null,null,null,null,null,null,1,null,null,null,null,null,null,null,null,null,null,null,null,null,null,null,null,null,null,null,null,null,null,null,null,null,null,null,null,null,1,null,1,null,1,1,1,1,1,1,1,1,1,1,1,4,1,1,1,1,1,null,null,null,null,1,null,null,null,1,null,null,null,null,null,null,null,1,null,null,null,null,null,null,null,null,null,null,null,null,null,null,null,null,null,null,null,null,null,null,null,null,null,null," 1 - 2"," 1 - 2"," 1 - 2"," 3, 5 or 8"," 1 - 3"," 1 - 3",1,1,1,1,null,1,1,1,1,1,1,1,1,1,1,1,1,1,1,1,null,2,null,null,null,null,null,null,null,null,null,null,null,1,null,null,1,null,null,null,null,1,1]
["ACS800-04-0020-5","R3",25,"3x4+4","-",null,null,null,3,null,null,null,null,null,null,null,null,null,null,null,null,null,null,null,null,null,null,null,null,null,null,null,null,null,null,null,null,null,null,null,null,null,null,null,3,null,null,null,null,null,null,null,null,null,null,null,null,null,null,null,null,null,null,null,null,null,null,null,null,null,null,null,null,null,null,null,null,null,null,null,null,null,null,null,1,null,null,null,null,null,null,null,null,null,null,null,null,null,null,null,null,1,null,null,null,null,null,null,null,null,null,null,null,null,null,null,null,null,null,null,null,null,null,null,null,null,null,null,null,1,null,1,null,1,1,1,1,1,1,1,1,1,1,1,4,1,1,1,1,null,1,null,null,null,null,1,null,null,null,1,null,null,null,null,null,null,1,null,null,null,null,null,null,null,null,null,null,null,null,null,null,null,null,null,null,null,null,null,null,null,null,null,null," 1 - 2"," 1 - 2"," 1 - 2"," 3, 5 or 8"," 1 - 3"," 1 - 3",1,1,1,1,null,1,1,1,1,1,1,1,1,1,1,1,1,1,1,1,null,null,1,1,null,null,null,null,null,null,null,null,null,1,null,null,1,null,null,null,null,1,1]
["ACS800-04-0025-5","R3",34,"3x10+10","-",null,null,null,null,3,null,null,null,null,null,null,null,null,null,null,null,null,null,null,null,null,null,null,null,null,null,null,null,null,null,null,null,null,null,null,null,null,null,null,null,3,null,null,null,null,null,null,null,null,null,null,null,null,null,null,null,null,null,null,null,null,null,null,null,null,null,null,null,null,null,null,null,null,null,null,null,null,null,null,null,1,null,null,null,null,null,null,null,null,null,null,null,null,null,null,null,null,null,null,null,1,null,null,null,null,null,null,null,null,null,null,null,null,null,null,null,null,null,null,null,null,null,null,null,1,null,1,null,1,1,1,1,1,1,1,1,1,1,1,4,1,1,1,1,null,null,1,null,null,null,null,1,null,null,null,1,null,null,null,null,null,1,null,null,null,null,null,null,null,null,null,null,null,null,null,null,null,null,null,null,null,null,null,null,null,null,null,null," 1 - 2"," 1 - 2"," 1 - 2"," 3, 5 or 8"," 1 - 3"," 1 - 3",1,1,1,1,null,1,1,1,1,1,1,1,1,1,1,1,1,1,1,1,null,null,1,1,null,null,null,null,null,null,null,null,null,1,null,null,1,null,null,null,null,1,1]
["ACS800-04-0028-5",null,38,"3x10+10","-",null,null,null,null,null,3,null,null,null,null,null,null,null,null,null,null,null,null,null,null,null,null,null,null,null,null,null,null,null,null,null,null,null,null,null,null,null,null,null,null,3,null,null,null,null,null,null,null,null,null,null,null,null,null,null,null,null,null,null,null,null,null,null,null,null,null,null,null,null,null,null,null,null,null,null,null,null,null,null,null,1,null,null,null,null,null,null,null,null,null,null,null,null,null,null,null,null,null,null,null,1,null,null,null,null,null,null,null,null,null,null,null,null,null,null,null,null,null,null,null,null,null,null,null,1,null,1,null,1,1,1,1,1,1,1,1,1,1,1,4,1,1,1,1,null,null,1,null,null,null,null,1,null,null,null,1,null,null,null,null,null,1,null,null,null,null,null,null,null,null,null,null,null,null,null,null,null,null,null,null,null,null,null,null,null,null,null,null," 1 - 2"," 1 - 2"," 1 - 2"," 3, 5 or 8"," 1 - 3"," 1 - 3",1,1,1,1,null,1,1,1,1,1,1,1,1,1,1,1,1,1,1,1,null,null,1,1,null,null,null,null,null,null,null,null,null,1,null,null,1,null,null,null,null,1,1]
["ACS800-04-0030-5","R4",42,"3x10+10","3x16+10Cu",null,null,null,null,null,3,null,null,null,null,null,null,null,null,null,null,null,null,null,null,null,null,null,null,null,null,null,null,null,null,null,null,null,null,null,null,null,null,null,null,3,null,null,null,null,null,null,null,null,null,null,null,null,null,null,null,null,null,null,null,null,null,null,null,null,null,null,null,null,null,null,null,null,null,null,null,null,null,null,null,1,null,null,null,null,null,null,null,null,null,null,null,null,null,null,null,null,null,null,null,null,null,1,null,null,null,null,null,null,null,null,null,null,null,null,null,null,null,null,null,null,null,null,null,1,null,1,null,1,1,1,1,1,1,1,1,1,1,1,4,1,1,1,1,null,null,1,null,null,null,null,1,null,null,null,1,null,null,null,null,null,null,1,null,null,null,null,null,null,null,null,null,null,null,null,null,null,null,null,null,null,null,null,null,null,null,null,null," 1 - 2"," 1 - 2"," 1 - 2"," 3, 5 or 8"," 1 - 3"," 1 - 3",1,1,1,1,null,1,1,1,1,1,1,1,1,1,1,1,1,1,1,1,null,null,null,2,null,null,null,null,null,null,null,null,null,1,null,null,1,null,null,null,null,1,1]
["ACS800-04-0040-5","R4",48,"3x16+16","3x25+16Cu",null,null,null,null,null,null,3,null,null,null,null,null,null,null,null,null,null,null,null,null,null,null,null,null,null,null,null,null,null,null,null,null,null,null,null,null,null,null,null,null,3,null,null,null,null,null,null,null,null,null,null,null,null,null,null,null,null,null,null,null,null,null,null,null,null,null,null,null,null,null,null,null,null,null,null,null,null,null,null,null,1,null,null,null,null,null,null,null,null,null,null,null,null,null,null,null,null,null,null,null,null,null,1,null,null,null,null,null,null,null,null,null,null,null,null,null,null,null,null,null,null,null,null,null,1,null,1,null,1,1,1,1,1,1,1,1,1,1,1,4,1,1,1,1,null,null,1,null,null,null,null,1,null,null,null,1,null,null,null,null,null,null,1,null,null,null,null,null,null,null,null,null,null,null,null,null,null,null,null,null,null,null,null,null,null,null,null,null," 1 - 2"," 1 - 2"," 1 - 2"," 3, 5 or 8"," 1 - 3"," 1 - 3",1,1,1,1,null,1,1,1,1,1,1,1,1,1,1,1,1,1,1,1,null,null,null,1,1,null,null,null,null,null,null,null,null,1,null,null,1,null,null,null,null,1,1]
["ACS800-04-0045-5",null,56,"3x16+16","3x25+16Cu",null,null,null,null,null,null,3,null,null,null,null,null,null,null,null,null,null,null,null,null,null,null,null,null,null,null,null,null,null,null,null,null,null,null,null,null,null,null,null,null,null,3,null,null,null,null,null,null,null,null,null,null,null,null,null,null,null,null,null,null,null,null,null,null,null,null,null,null,null,null,null,null,null,null,null,null,null,null,null,null,1,null,null,null,null,null,null,null,null,null,null,null,null,null,null,null,null,null,null,null,null,null,null,null,1,null,null,null,null,null,null,null,null,null,null,null,null,null,null,null,null,null,null,null,1,null,1,null,1,1,1,1,1,1,1,1,1,1,1,4,1,1,1,1,null,null,1,null,null,null,null,1,null,null,null,1,null,null,null,null,null,null,1,null,null,null,null,null,null,null,null,null,null,null,null,null,null,null,null,null,null,null,null,null,null,null,null,null," 1 - 2"," 1 - 2"," 1 - 2"," 3, 5 or 8"," 1 - 3"," 1 - 3",1,1,1,1,null,1,1,1,1,1,1,1,1,1,1,1,1,1,1,1,null,null,null,1,1,null,null,null,null,null,null,null,null,1,null,null,1,null,null,null,null,1,1]
["ACS800-04-0050-5","R5",65,"3x25+16","3x35+16Cu",null,null,null,null,null,null,null,3,null,null,null,null,null,null,null,null,null,null,null,null,null,null,null,null,null,null,null,null,null,null,null,null,null,null,null,null,null,null,null,null,null,null,3,null,null,null,null,null,null,null,null,null,null,null,null,null,null,null,null,null,null,null,null,null,null,null,null,null,null,null,null,null,null,null,null,null,null,null,null,null,null,1,null,null,null,null,null,null,null,null,null,null,null,null,null,null,null,null,null,null,null,null,null,null,null,null,1,null,null,null,null,null,null,null,null,null,null,null,null,null,null,null,null,null,1,null,1,null,1,1,1,1,1,1,1,1,1,1,1,4,1,1,1,1,null,null,1,null,null,null,null,1,null,null,null,1,null,null,null,null,null,null,null,null,1,null,null,null,null,null,null,null,null,null,null,null,null,null,null,null,null,null,null,null,null,null,null,null," 1 - 2"," 1 - 2"," 1 - 2"," 3, 5 or 8"," 1 - 3"," 1 - 3",1,1,1,1,null,1,1,1,1,1,1,1,1,1,1,1,1,1,1,1,null,null,null,null,1,null,1,null,null,null,null,null,null,1,null,null,1,null,null,null,null,1,1]
["ACS800-04-0060-5","R5",79,"3x35+16","3x50+16Cu",null,null,null,null,null,null,null,null,3,null,null,null,null,null,null,null,null,null,null,null,null,null,null,null,null,null,null,null,null,null,null,null,null,null,null,null,null,null,null,null,null,null,null,3,null,null,null,null,null,null,null,null,null,null,null,null,null,null,null,null,null,null,null,null,null,null,null,null,null,null,null,null,null,null,null,null,null,null,null,null,null,1,null,null,null,null,null,null,null,null,null,null,null,null,null,null,null,null,null,null,null,null,null,null,null,null,1,null,null,null,null,null,null,null,null,null,null,null,null,null,null,null,null,null,1,null,1,null,1,1,1,1,1,1,1,1,1,1,1,4,1,1,1,1,null,null,1,null,null,null,null,1,null,null,null,1,null,null,null,null,null,null,null,null,1,null,null,null,null,null,null,null,null,null,null,null,null,null,null,null,null,null,null,null,null,null,null,null," 1 - 2"," 1 - 2"," 1 - 2"," 3, 5 or 8"," 1 - 3"," 1 - 3",1,1,1,1,null,1,1,1,1,1,1,1,1,1,1,1,1,1,1,1,null,null,null,null,null,null,null,2,null,null,null,null,null,null,1,null,null,1,null,null,null,1,1]
["ACS800-04-0070-5","R5",96,"3x50+25","3x70+21Cu",null,null,null,null,null,null,null,null,null,3,null,null,null,null,null,null,null,null,null,null,null,null,null,null,null,null,null,null,null,null,null,null,null,null,null,null,null,null,null,null,null,null,null,3,null,null,null,null,null,null,null,null,null,null,null,null,null,null,null,null,null,null,null,null,null,null,null,null,null,null,null,null,null,null,null,null,null,null,null,null,null,1,null,null,null,null,null,null,null,null,null,null,null,null,null,null,null,null,null,null,null,null,null,null,null,null,null,null,1,null,null,null,null,null,null,null,null,null,null,null,null,null,null,null,1,null,1,null,1,1,1,1,1,1,1,1,1,1,1,4,1,1,1,1,null,null,null,1,null,null,null,null,1,null,null,null,1,null,null,null,null,null,null,null,1,null,null,null,null,null,null,null,null,null,null,null,null,null,null,null,null,null,null,null,null,null,null,null," 1 - 2"," 1 - 2"," 1 - 2"," 3, 5 or 8"," 1 - 3"," 1 - 3",1,1,1,1,null,1,1,1,1,1,1,1,1,1,1,1,1,1,1,1,null,null,null,null,null,null,null,2,null,null,null,null,null,null,1,null,null,1,null,null,null,1,1]
["ACS800-04-0105-5","R5",145,"3x70+35",null,null,null,null,null,null,null,null,null,null,null,3,null,null,null,null,null,null,null,null,null,null,null,null,null,null,null,null,null,null,null,null,null,null,null,null,null,null,null,null,null,null,null,null,null,null,3,null,null,null,null,null,null,null,null,null,null,null,null,null,null,null,null,null,null,null,null,null,null,null,null,null,null,null,null,null,null,null,null,null,null,null,null,1,null,null,null,null,null,null,null,null,null,null,null,null,null,null,null,null,null,null,null,null,null,null,null,null,null,null,null,1,null,null,null,null,null,null,null,null,null,null,null,null,null,1,null,1,null,1,1,1,1,1,1,1,1,1,1,1,4,1,1,1,1,null,null,null,1,null,null,null,null,1,null,null,null,1,null,null,null,null,null,null,1,null,null,null,null,null,null,null,null,null,null,null,null,null,null,null,null,null,null,null,null,null,null,null,null," 1 - 2"," 1 - 2"," 1 - 2"," 3, 5 or 8"," 1 - 3"," 1 - 3",1,1,1,1,null,1,1,1,1,1,1,1,1,1,1,1,1,1,1,1,null,null,null,null,null,null,null,2,null,null,null,null,null,null,1,null,null,1,null,null,null,1,1]
["ACS800-04-0100-5","R6",124,"3x70+35","3x95+29Cu",null,null,null,null,null,null,null,null,null,null,3,null,null,null,null,null,null,null,null,null,null,null,null,null,null,null,null,null,null,null,null,null,null,null,null,null,null,null,null,null,null,null,null,null,null,3,null,null,null,null,null,null,null,null,null,null,null,null,null,null,null,null,null,null,null,null,null,null,null,null,null,null,null,null,null,null,null,null,null,null,null,null,1,null,null,null,null,null,null,null,null,null,null,null,null,null,null,null,null,null,null,null,null,null,null,null,null,null,null,null,1,null,null,null,null,null,null,null,null,null,null,null,null,null,1,null,1,null,1,1,1,1,1,1,1,1,1,1,1,4,1,1,1,1,null,null,null,1,null,null,null,null,1,null,null,null,1,null,null,null,null,null,null,null,null,1,null,null,null,null,1,2,3,4,5,6,"1-6","1-4","1-4","5","5","6","6",null,"1-6",null,null,"1-6"," 1 - 2"," 1 - 2"," 1 - 2"," 3, 5 or 8"," 1 - 3"," 1 - 3",1,1,1,1,null,1,1,1,1,1,1,1,1,1,1,1,1,1,1,1,null,null,null,null,null,null,null,2,null,null,null,null,null,null,1,null,null,1,null,null,null,1,1]
["ACS800-04-0120-5","R6",157,"3x95+50","3x120+41Cu",null,null,null,null,null,null,null,null,null,null,null,3,null,null,null,null,null,null,null,null,null,null,null,null,null,null,null,null,null,null,null,null,null,null,null,null,null,null,null,null,null,null,null,null,null,null,null,3,null,null,null,null,null,null,null,null,null,null,null,null,null,null,null,null,null,null,null,null,null,null,null,null,null,null,null,null,null,null,null,null,null,null,null,1,null,null,null,null,null,null,null,null,null,null,null,null,null,null,null,null,null,null,null,null,null,null,null,null,null,null,null,null,1,null,null,null,null,null,null,null,null,null,null,null,1,null,1,null,1,1,1,1,1,1,1,1,1,1,1,4,1,1,1,1,null,null,null,1,null,null,null,null,null,null,null,null,null,null,null,null,null,null,null,null,null,1,null,null,null,null,1,2,3,4,5,6,"1-6","1-4","1-4","5","5","6","6",null,"1-6",null,null,"1-6"," 1 - 2"," 1 - 2"," 1 - 2"," 3, 5 or 8"," 1 - 3"," 1 - 3",1,1,1,1,null,1,1,1,1,1,1,1,1,1,1,1,1,1,1,1,null,null,null,null,null,null,null,2,null,null,null,null,null,null,1,null,null,1,null,null,null,1,1]
["ACS800-04-0140-5","R6",180,"3x120+70","3x150+41Cu",null,null,null,null,null,null,null,null,null,null,null,3,null,null,null,null,null,null,null,null,null,null,null,null,null,null,null,null,null,null,null,null,null,null,null,null,null,null,null,null,null,null,null,null,null,null,null,null,null,3,null,null,null,null,null,null,null,null,null,null,null,null,null,null,null,null,null,null,null,null,null,null,null,null,null,null,null,null,null,null,null,null,null,1,null,null,null,null,null,null,null,null,null,null,null,null,null,null,null,null,null,null,null,null,null,null,null,null,null,null,null,null,1,null,null,null,null,null,null,null,null,null,null,null,1,null,1,null,1,1,1,1,1,1,1,1,1,1,1,4,1,1,1,1,null,null,null,null,1,null,null,null,null,null,null,null,null,null,null,null,null,null,null,null,null,1,null,null,null,null,1,2,3,4,5,6,"1-6","1-4","1-4","5","5","6","6",null,"1-6",null,null,"1-6"," 1 - 2"," 1 - 2"," 1 - 2"," 3, 5 or 8"," 1 - 3"," 1 - 3",1,1,1,1,null,1,1,1,1,1,1,1,1,1,1,1,1,1,1,1,null,null,null,null,null,null,null,2,null,null,null,null,null,null,1,null,null,1,null,null,null,1,1]
["ACS800-04-0165-5",null,209,"3x150+70","3x150+41Cu",null,null,null,null,null,null,null,null,null,null,null,null,3,null,null,null,null,null,null,null,null,null,null,null,null,null,null,null,null,null,null,null,null,null,null,null,null,null,null,null,null,null,null,null,null,null,null,null,null,3,null,null,null,null,null,null,null,null,null,null,null,null,null,null,null,null,null,null,null,null,null,null,null,null,null,null,null,null,null,null,null,null,null,1,null,null,null,null,null,null,null,null,null,null,null,null,null,null,null,null,null,null,null,null,null,null,null,null,null,null,null,null,1,null,null,null,null,null,null,null,null,null,null,null,1,null,1,null,1,1,1,1,1,1,1,1,1,1,1,4,1,1,1,1,null,null,null,null,null,null,null,null,null,null,null,null,null,1,null,null,null,null,null,null,null,1,null,null,null,null,1,2,3,4,5,6,"1-6","1-4","1-4","5","5","6","6",null,"1-6",null,null,"1-6"," 1 - 2"," 1 - 2"," 1 - 2"," 3, 5 or 8"," 1 - 3"," 1 - 3",1,1,1,1,null,1,1,1,1,1,1,1,1,1,1,1,1,1,1,1,null,null,null,null,null,null,null,null,2,null,null,null,null,null,1,null,null,1,null,null,null,1,1]
["ACS800-04-0205-5",null,260,"3x185+70","3x240+95Cu",null,null,null,null,null,null,null,null,null,null,null,null,null,null,3,null,null,null,null,null,null,null,null,null,null,null,null,null,null,null,null,null,null,null,null,null,null,null,null,null,null,null,null,null,null,null,null,null,null,null,null,3,null,null,null,null,null,null,null,null,null,null,null,null,null,null,null,null,null,null,null,null,null,null,null,null,null,null,null,null,null,null,null,null,1,null,null,null,null,null,null,null,null,null,null,null,null,null,null,null,null,null,null,null,null,null,null,null,null,null,null,null,null,null,1,1,null,null,null,null,null,null,null,null,1,null,1,null,1,1,1,1,1,1,1,1,1,1,1,4,1,1,1,1,null,null,null,null,null,null,null,null,null,null,null,null,null,1,null,null,null,null,null,null,null,1,null,null,null,null,1,2,3,4,5,6,"1-6","1-4","1-4","5","5","6","6",null,"1-6",null,null,"1-6"," 1 - 2"," 1 - 2"," 1 - 2"," 3, 5 or 8"," 1 - 3"," 1 - 3",1,1,1,1,null,1,1,1,1,1,1,1,1,1,1,1,1,1,1,1,null,null,null,null,null,null,null,null,2,null,null,null,null,null,1,null,null,1,null,null,null,1,1]
["ACS800-04-0255-5",null,290,"3x240+70","2x(3x95)",null,null,null,null,null,null,null,null,null,null,null,null,null,null,3,null,null,null,null,null,null,null,null,null,null,null,null,null,null,null,null,null,null,null,null,null,null,null,null,null,null,null,null,null,null,null,null,null,null,null,null,null,3,null,null,null,null,null,null,null,null,null,null,null,null,null,null,null,null,null,null,null,null,null,null,null,null,null,null,null,null,null,null,null,1,null,null,null,null,null,null,null,null,null,null,null,null,null,null,null,null,null,null,null,null,null,null,null,null,null,null,null,null,null,null,null,1,1,null,null,null,null,null,null,1,null,1,null,1,1,1,1,1,1,1,1,1,1,1,4,1,1,1,1,null,null,null,null,null,null,null,null,null,null,null,null,null,1,null,null,null,null,null,null,null,null,null,1,null,null,1,2,3,4,5,6,"1-6","1-4","1-4","5","5","6","6",null,"1-6",null,null,"1-6"," 1 - 2"," 1 - 2"," 1 - 2"," 3, 5 or 8"," 1 - 3"," 1 - 3",1,1,1,1,null,1,1,1,1,1,1,1,1,1,1,1,1,1,1,1,null,null,null,null,null,null,null,null,null,2,null,null,null,null,1,null,null,1,null,null,null,1,1]
["ACS800-04-0170-5","R7",196,"3x185+95","3x240+95Cu",null,null,null,null,null,null,null,null,null,null,null,null,null,"3",null,null,null,null,null,null,null,null,null,null,null,null,null,null,null,null,null,null,null,null,null,null,null,null,null,null,null,null,null,null,null,null,null,null,null,"3",null,null,null,null,null,null,null,null,null,null,null,null,null,null,null,null,null,null,null,null,null,null,null,null,null,null,null,null,null,null,null,null,null,1,null,null,null,null,null,null,null,null,null,null,null,null,null,null,null,null,null,null,null,null,null,null,null,null,null,null,null,null,1,1,null,null,null,null,null,null,null,null,null,null,1,null,1,null,1,1,1,1,1,1,1,1,1,1,1,4,1,1,1,1,null,null,null,null,null,null,null,null,null,null,null,null,null,1,null,null,null,null,null,null,null,null,null,1,null,null,1,2,3,4,5,6,"1-6","1-4","1-4","5","5","6","6",null,"1-6",null,null,"1-6"," 1 - 2"," 1 - 2"," 1 - 2"," 3, 5 or 8"," 1 - 3"," 1 - 3",1,1,1,1,null,1,1,1,1,1,1,1,1,1,1,1,1,1,1,1,null,null,null,null,null,null,null,null,2,null,null,null,null,null,1,null,null,1,null,null,null,1,1]
["ACS800-04-0210-5","R7",245,"3x240+120","2x(3x120+50Cu)",null,null,null,null,null,null,null,null,null,null,null,null,null,null,"3",null,null,null,null,null,null,null,null,null,null,null,null,null,null,null,null,null,null,null,null,null,null,null,null,null,null,null,null,null,null,null,null,null,null,null,null,"3",null,null,null,null,null,null,null,null,null,null,null,null,null,null,null,null,null,null,null,null,null,null,null,null,null,null,null,null,null,null,null,null,1,null,null,null,null,null,null,null,null,null,null,null,null,null,null,null,null,null,null,null,null,null,null,null,null,null,null,null,null,null,1,1,null,null,null,null,null,null,null,null,1,null,1,null,1,1,1,1,1,1,1,1,1,1,1,4,1,1,1,1,null,null,null,null,null,null,null,null,null,null,null,null,null,1,null,null,null,null,null,null,null,null,null,1,null,null,1,2,3,4,5,6,"1-6","1-4","1-4","5","5","6","6",null,"1-6",null,null,"1-6"," 1 - 2"," 1 - 2"," 1 - 2"," 3, 5 or 8"," 1 - 3"," 1 - 3",1,1,1,1,null,1,1,1,1,1,1,1,1,1,1,1,1,1,1,1,null,null,null,null,null,null,null,null,2,null,null,null,null,null,1,null,null,1,null,null,null,1,1]
["ACS800-04-0260-5","R7",289,"2x(3x95+50)","2x(3x150+50Cu)",null,null,null,null,null,null,null,null,null,null,null,null,null,null,"3",null,null,null,null,null,null,null,null,null,null,null,null,null,null,null,null,null,null,null,null,null,null,null,null,null,null,null,null,null,null,null,null,null,null,null,null,null,"3",null,null,null,null,null,null,null,null,null,null,null,null,null,null,null,null,null,null,null,null,null,null,null,null,null,null,null,null,null,null,null,1,null,null,null,null,null,null,null,null,null,null,null,null,null,null,null,null,null,null,null,null,null,null,null,null,null,null,null,null,null,null,null,1,1,null,null,null,null,null,null,1,null,1,null,1,1,1,1,1,1,1,1,1,1,1,4,1,1,1,1,null,null,null,null,null,null,null,null,null,null,null,null,null,1,null,null,null,null,null,null,null,null,null,1,null,null,1,2,3,4,5,6,"1-6","1-4","1-4","5","5","6","6",null,"1-6",null,null,"1-6"," 1 - 2"," 1 - 2"," 1 - 2"," 3, 5 or 8"," 1 - 3"," 1 - 3",1,1,1,1,null,1,1,1,1,1,1,1,1,1,1,1,1,1,1,1,null,null,null,null,null,null,null,null,null,2,null,null,null,null,1,null,null,1,null,null,null,1,1]
["ACS800-04-0320-5","R8",440,"2x(3x150+95)","2x(3x240+95Cu)",null,null,null,null,null,null,null,null,null,null,null,null,null,null,null,"3",null,null,null,null,null,null,null,null,null,null,null,null,null,null,null,null,null,null,null,null,null,null,null,null,null,null,null,null,null,null,null,null,null,null,null,null,null,null,null,"3",null,null,null,null,null,null,null,null,null,null,null,null,null,null,null,null,null,null,null,null,null,null,null,null,null,null,null,null,null,1,null,null,null,null,null,null,null,null,null,null,null,null,null,null,null,null,null,null,null,null,null,null,null,null,null,null,null,null,null,null,null,null,null,null,1,null,null,null,1,null,1,null,1,1,1,1,1,1,1,1,1,1,1,4,1,1,1,1,null,null,null,null,null,null,null,null,null,null,null,null,null,null,1,null,null,null,null,null,null,2,null,null,null,null,1,2,3,4,5,6,"1-6","1-4","1-4","5","5","6","6",null,"1-6",null,null,"1-6"," 1 - 2"," 1 - 2"," 1 - 2"," 3, 5 or 8"," 1 - 3"," 1 - 3",1,1,1,1,null,2,1,1,1,1,1,1,1,1,1,1,1,1,1,1,null,null,null,null,null,null,null,null,null,null,2,null,null,null,null,1,null,null,1,null,null,1,1]
["ACS800-04-0400-5","R8",515,"2x(3x240+120)","3x(3x150+50Cu) ",null,null,null,null,null,null,null,null,null,null,null,null,null,null,null,null,"3",null,null,null,null,null,null,null,null,null,null,null,null,null,null,null,null,null,null,null,null,null,null,null,null,null,null,null,null,null,null,null,null,null,null,null,null,null,null,null,null,"3",null,null,null,null,null,null,null,null,null,null,null,null,null,null,null,null,null,null,null,null,null,null,null,null,null,null,null,1,null,null,null,null,null,null,null,null,null,null,null,null,null,null,null,null,null,null,null,null,null,null,null,null,null,null,null,null,null,null,null,null,null,null,null,1,null,null,1,null,1,null,1,1,1,1,1,1,1,1,1,1,1,4,1,1,1,1,null,null,null,null,null,null,null,null,null,null,null,null,null,null,null,1,null,null,null,null,null,2,null,null,null,null,1,2,3,4,5,6,"1-6","1-4","1-4","5","5","6","6",null,"1-6",null,null,"1-6"," 1 - 2"," 1 - 2"," 1 - 2"," 3, 5 or 8"," 1 - 3"," 1 - 3",1,1,1,1,null,2,1,1,1,1,1,1,1,1,1,1,1,1,1,1,null,null,null,null,null,null,null,null,null,null,null,2,null,null,null,1,null,null,null,1,null,1,1]
["ACS800-04-0440-5","R8",550,"3x(3x150+95)","3x(3x240+95Cu)",null,null,null,null,null,null,null,null,null,null,null,null,null,null,null,null,"3",null,null,null,null,null,null,null,null,null,null,null,null,null,null,null,null,null,null,null,null,null,null,null,null,null,null,null,null,null,null,null,null,null,null,null,null,null,null,null,null,null,"3",null,null,null,null,null,null,null,null,null,null,null,null,null,null,null,null,null,null,null,null,null,null,null,null,null,null,1,null,null,null,null,null,null,null,null,null,null,null,null,null,null,null,null,null,null,null,null,null,null,null,null,null,null,null,null,null,null,null,null,null,null,null,1,null,null,1,null,1,null,1,1,1,1,1,1,1,1,1,1,1,4,1,1,1,1,null,null,null,null,null,null,null,null,null,null,null,null,null,null,null,1,null,null,null,null,null,null,null,2,null,null,1,2,3,4,5,6,"1-6","1-4","1-4","5","5","6","6",null,"1-6",null,null,"1-6"," 1 - 2"," 1 - 2"," 1 - 2"," 3, 5 or 8"," 1 - 3"," 1 - 3",1,1,1,1,null,2,1,1,1,1,1,1,1,1,1,1,1,1,1,1,null,null,null,null,null,null,null,null,null,null,null,2,null,null,null,1,null,null,null,1,null,1,1]
["ACS800-04-0490-5","R8",602,"3x(3x185+95)","3x(3x240+95Cu)",null,null,null,null,null,null,null,null,null,null,null,null,null,null,null,null,"3",null,null,null,null,null,null,null,null,null,null,null,null,null,null,null,null,null,null,null,null,null,null,null,null,null,null,null,null,null,null,null,null,null,null,null,null,null,null,null,null,null,"3",null,null,null,null,null,null,null,null,null,null,null,null,null,null,null,null,null,null,null,null,null,null,null,null,null,null,null,1,null,null,null,null,null,null,null,null,null,null,null,null,null,null,null,null,null,null,null,null,null,null,null,null,null,null,null,null,null,null,null,null,null,null,null,1,null,1,null,1,null,1,1,1,1,1,1,1,1,1,1,1,4,1,1,1,1,null,null,null,null,null,null,null,null,null,null,null,null,null,null,null,1,null,null,null,null,null,null,null,2,null,null,1,2,3,4,5,6,"1-6","1-4","1-4","5","5","6","6",null,"1-6",null,null,"1-6"," 1 - 2"," 1 - 2"," 1 - 2"," 3, 5 or 8"," 1 - 3"," 1 - 3",1,1,1,1,null,2,1,1,1,1,1,1,1,1,1,1,1,1,1,1,null,null,null,null,null,null,null,null,null,null,null,3,null,null,null,1,null,null,null,null,1,1,1]
["ACS800-04-0550-5","R8",684,"3x(3x185+95)","3x(3x240+95Cu)",null,null,null,null,null,null,null,null,null,null,null,null,null,null,null,null,null,"3",null,null,null,null,null,null,null,null,null,null,null,null,null,null,null,null,null,null,null,null,null,null,null,null,null,null,null,null,null,null,null,null,null,null,null,null,null,null,null,null,null,"3",null,null,null,null,null,null,null,null,null,null,null,null,null,null,null,null,null,null,null,null,null,null,null,null,null,null,1,null,null,null,null,null,null,null,null,null,null,null,null,null,null,null,null,null,null,null,null,null,null,null,null,null,null,null,null,null,null,null,null,null,null,null,1,null,1,null,1,null,1,1,1,1,1,1,1,1,1,1,1,4,1,1,1,1,null,null,null,null,null,null,null,null,null,null,null,null,null,null,null,1,null,null,null,null,null,4,null,null,null,null,1,2,3,4,5,6,"1-6","1-4","1-4","5","5","6","6",null,"1-6",null,null,"1-6"," 1 - 2"," 1 - 2"," 1 - 2"," 3, 5 or 8"," 1 - 3"," 1 - 3",1,1,1,1,null,2,1,1,1,1,1,1,1,1,1,1,1,1,1,1,null,null,null,null,null,null,null,null,null,null,2,null,1,null,null,1,null,null,null,null,1,1,1]
["ACS800-04-0610-5","R8",718,"3x(3x185+95)","3x(3x240+95Cu)",null,null,null,null,null,null,null,null,null,null,null,null,null,null,null,null,null,"3",null,null,null,null,null,null,null,null,null,null,null,null,null,null,null,null,null,null,null,null,null,null,null,null,null,null,null,null,null,null,null,null,null,null,null,null,null,null,null,null,null,"3",null,null,null,null,null,null,null,null,null,null,null,null,null,null,null,null,null,null,null,null,null,null,null,null,null,null,1,null,null,null,null,null,null,null,null,null,null,null,null,null,null,null,null,null,null,null,null,null,null,null,null,null,null,null,null,null,null,null,null,null,null,null,null,1,1,null,1,null,1,1,1,1,1,1,1,1,1,1,1,4,1,1,1,1,null,null,null,null,null,null,null,null,null,null,null,null,null,null,null,1,null,null,null,null,null,4,null,null,null,null,1,2,3,4,5,6,"1-6","1-4","1-4","5","5","6","6",null,"1-6",null,null,"1-6"," 1 - 2"," 1 - 2"," 1 - 2"," 3, 5 or 8"," 1 - 3"," 1 - 3",1,1,1,1,null,2,1,1,1,1,1,1,1,1,1,1,1,1,1,1,null,null,null,null,null,null,null,null,null,null,2,null,1,null,null,1,null,null,null,null,1,1,1]
["UN = 690 V (525, 575, 600, 660, and 690 V)"]
["ACS800-04-0011-7","R4",13,"3x1.5+1.5",null,null,null,null,null,null,null,null,null,null,null,null,null,null,null,null,null,null,null,null,null,null,null,null,null,null,3,null,null,null,null,null,null,null,null,null,null,3,null,null,null,null,null,null,null,null,null,null,null,null,null,null,null,null,null,null,null,null,null,null,null,null,null,null,null,null,null,null,null,null,null,null,null,null,null,null,null,null,null,null,1,null,null,null,null,null,null,null,null,null,null,null,null,null,null,1,null,null,null,null,null,null,null,null,null,null,null,null,null,null,null,null,null,null,null,null,null,null,null,null,null,null,null,null,null,null,1,1,null,1,1,1,1,1,1,1,1,1,1,1,4,1,1,1,1,1,null,null,null,null,1,null,null,null,1,null,null,null,null,null,null,1,null,null,null,null,null,null,null,null,null,null,null,null,null,null,null,null,null,null,null,null,null,null,null,null,null,null,null," 1 - 2"," 1 - 2"," 1 - 2"," 3, 5 or 8"," 1 - 3"," 1 - 3",1,1,1,1,null,1,1,1,1,1,1,1,1,1,1,1,1,1,1,1,1,null,null,1,null,null,null,null,null,null,null,null,null,1,null,null,1,null,null,null,null,1,1]
["ACS800-04-0016-7","R4",17,"3x1.5+1.5",null,null,null,null,null,null,null,null,null,null,null,null,null,null,null,null,null,null,null,null,null,null,null,null,null,null,null,3,null,null,null,null,null,null,null,null,null,null,3,null,null,null,null,null,null,null,null,null,null,null,null,null,null,null,null,null,null,null,null,null,null,null,null,null,null,null,null,null,null,null,null,null,null,null,null,null,null,null,null,null,1,null,null,null,null,null,null,null,null,null,null,null,null,null,null,1,null,null,null,null,null,null,null,null,null,null,null,null,null,null,null,null,null,null,null,null,null,null,null,null,null,null,null,null,null,null,1,1,null,1,1,1,1,1,1,1,1,1,1,1,4,1,1,1,1,null,1,null,null,null,null,1,null,null,null,1,null,null,null,null,null,1,null,null,null,null,null,null,null,null,null,null,null,null,null,null,null,null,null,null,null,null,null,null,null,null,null,null,null," 1 - 2"," 1 - 2"," 1 - 2"," 3, 5 or 8"," 1 - 3"," 1 - 3",1,1,1,1,null,1,1,1,1,1,1,1,1,1,1,1,1,1,1,1,null,1,null,1,null,null,null,null,null,null,null,null,null,1,null,null,1,null,null,null,null,1,1]
["ACS800-04-0020-7","R4",22,"3x2.5+2.5",null,null,null,null,null,null,null,null,null,null,null,null,null,null,null,null,null,null,null,null,null,null,null,null,null,null,null,null,3,null,null,null,null,null,null,null,null,null,null,3,null,null,null,null,null,null,null,null,null,null,null,null,null,null,null,null,null,null,null,null,null,null,null,null,null,null,null,null,null,null,null,null,null,null,null,null,null,null,null,null,1,null,null,null,null,null,null,null,null,null,null,null,null,null,null,1,null,null,null,null,null,null,null,null,null,null,null,null,null,null,null,null,null,null,null,null,null,null,null,null,null,null,null,null,null,null,1,1,null,1,1,1,1,1,1,1,1,1,1,1,4,1,1,1,1,null,1,null,null,null,null,1,null,null,null,1,null,null,null,null,null,1,null,null,null,null,null,null,null,null,null,null,null,null,null,null,null,null,null,null,null,null,null,null,null,null,null,null,null," 1 - 2"," 1 - 2"," 1 - 2"," 3, 5 or 8"," 1 - 3"," 1 - 3",1,1,1,1,null,1,1,1,1,1,1,1,1,1,1,1,1,1,1,1,null,1,null,null,null,1,null,null,null,null,null,null,null,1,null,null,1,null,null,null,null,1,1]
["ACS800-04-0025-7","R4",25,"3x6+6",null,null,null,null,null,null,null,null,null,null,null,null,null,null,null,null,null,null,null,null,null,null,null,null,null,null,null,null,null,3,null,null,null,null,null,null,null,null,null,null,null,3,null,null,null,null,null,null,null,null,null,null,null,null,null,null,null,null,null,null,null,null,null,null,null,null,null,null,null,null,null,null,null,null,null,null,null,null,null,null,1,null,null,null,null,null,null,null,null,null,null,null,null,null,null,null,null,null,null,1,null,null,null,null,null,null,null,null,null,null,null,null,null,null,null,null,null,null,null,null,null,null,null,null,null,null,1,1,null,1,1,1,1,1,1,1,1,1,1,1,4,1,1,1,1,null,1,null,null,null,null,1,null,null,null,1,null,null,null,null,null,1,null,null,null,null,null,null,null,null,null,null,null,null,null,null,null,null,null,null,null,null,null,null,null,null,null,null,null," 1 - 2"," 1 - 2"," 1 - 2"," 3, 5 or 8"," 1 - 3"," 1 - 3",1,1,1,1,null,1,1,1,1,1,1,1,1,1,1,1,1,1,1,1,null,1,null,null,null,1,null,null,null,null,null,null,null,1,null,null,1,null,null,null,null,1,1]
["ACS800-04-0030-7","R4",33,"3x6+6",null,null,null,null,null,null,null,null,null,null,null,null,null,null,null,null,null,null,null,null,null,null,null,null,null,null,null,null,null,null,3,null,null,null,null,null,null,null,null,null,null,3,null,null,null,null,null,null,null,null,null,null,null,null,null,null,null,null,null,null,null,null,null,null,null,null,null,null,null,null,null,null,null,null,null,null,null,null,null,null,null,1,null,null,null,null,null,null,null,null,null,null,null,null,null,null,null,null,null,null,null,1,null,null,null,null,null,null,null,null,null,null,null,null,null,null,null,null,null,null,null,null,null,null,null,null,1,1,null,1,1,1,1,1,1,1,1,1,1,1,4,1,1,1,1,null,null,1,null,null,null,null,1,null,null,null,1,null,null,null,null,null,1,null,null,null,null,null,null,null,null,null,null,null,null,null,null,null,null,null,null,null,null,null,null,null,null,null,null," 1 - 2"," 1 - 2"," 1 - 2"," 3, 5 or 8"," 1 - 3"," 1 - 3",1,1,1,1,null,1,1,1,1,1,1,1,1,1,1,1,1,1,1,1,null,null,1,null,null,1,null,null,null,null,null,null,null,1,null,null,1,null,null,null,null,1,1]
["ACS800-04-0040-7","R4",36,"3x10+10",null,null,null,null,null,null,null,null,null,null,null,null,null,null,null,null,null,null,null,null,null,null,null,null,null,null,null,null,null,null,null,3,null,null,null,null,null,null,null,null,null,null,3,null,null,null,null,null,null,null,null,null,null,null,null,null,null,null,null,null,null,null,null,null,null,null,null,null,null,null,null,null,null,null,null,null,null,null,null,null,null,1,null,null,null,null,null,null,null,null,null,null,null,null,null,null,null,null,null,null,null,1,null,null,null,null,null,null,null,null,null,null,null,null,null,null,null,null,null,null,null,null,null,null,null,null,1,1,null,1,1,1,1,1,1,1,1,1,1,1,4,1,1,1,1,null,null,1,null,null,null,null,1,null,null,null,1,null,null,null,null,null,1,null,null,null,null,null,null,null,null,null,null,null,null,null,null,null,null,null,null,null,null,null,null,null,null,null,null," 1 - 2"," 1 - 2"," 1 - 2"," 3, 5 or 8"," 1 - 3"," 1 - 3",1,1,1,1,null,1,1,1,1,1,1,1,1,1,1,1,1,1,1,1,null,null,1,null,null,1,null,null,null,null,null,null,null,1,null,null,1,null,null,null,null,1,1]
["ACS800-04-0050-7","R5",51,"3x10+10",null,null,null,null,null,null,null,null,null,null,null,null,null,null,null,null,null,null,null,null,null,null,null,null,null,null,null,null,null,null,null,null,3,null,null,null,null,null,null,null,null,null,null,3,null,null,null,null,null,null,null,null,null,null,null,null,null,null,null,null,null,null,null,null,null,null,null,null,null,null,null,null,null,null,null,null,null,null,null,null,null,1,null,null,null,null,null,null,null,null,null,null,null,null,null,null,null,null,null,null,null,null,null,null,null,1,null,null,null,null,null,null,null,null,null,null,null,null,null,null,null,null,null,null,null,null,1,1,null,1,1,1,1,1,1,1,1,1,1,1,4,1,1,1,1,null,null,1,null,null,null,null,1,null,null,null,1,null,null,null,null,null,null,null,null,1,null,null,null,null,null,null,null,null,null,null,null,null,null,null,null,null,null,null,null,null,null,null,null," 1 - 2"," 1 - 2"," 1 - 2"," 3, 5 or 8"," 1 - 3"," 1 - 3",1,1,1,1,null,1,1,1,1,1,1,1,1,1,1,1,1,1,1,1,null,null,null,null,null,null,null,2,null,null,null,null,null,null,1,null,null,1,null,null,null,1,1]
["ACS800-04-0060-7","R5",57,"3x16+16",null,null,null,null,null,null,null,null,null,null,null,null,null,null,null,null,null,null,null,null,null,null,null,null,null,null,null,null,null,null,null,null,3,null,null,null,null,null,null,null,null,null,null,3,null,null,null,null,null,null,null,null,null,null,null,null,null,null,null,null,null,null,null,null,null,null,null,null,null,null,null,null,null,null,null,null,null,null,null,null,null,1,null,null,null,null,null,null,null,null,null,null,null,null,null,null,null,null,null,null,null,null,null,null,null,1,null,null,null,null,null,null,null,null,null,null,null,null,null,null,null,null,null,null,null,null,1,1,null,1,1,1,1,1,1,1,1,1,1,1,4,1,1,1,1,null,null,1,null,null,null,null,1,null,null,null,1,null,null,null,null,null,null,null,null,1,null,null,null,null,null,null,null,null,null,null,null,null,null,null,null,null,null,null,null,null,null,null,null," 1 - 2"," 1 - 2"," 1 - 2"," 3, 5 or 8"," 1 - 3"," 1 - 3",1,1,1,1,null,1,1,1,1,1,1,1,1,1,1,1,1,1,1,1,null,null,null,null,null,null,null,2,null,null,null,null,null,null,1,null,null,1,null,null,null,1,1]
["ACS800-04-0070-7","R6",79,"3x25+16",null,null,null,null,null,null,null,null,null,null,null,null,null,null,null,null,null,null,null,null,null,null,null,null,null,null,null,null,null,null,null,null,null,3,null,null,null,null,null,null,null,null,null,null,3,null,null,null,null,null,null,null,null,null,null,null,null,null,null,null,null,null,null,null,null,null,null,null,null,null,null,null,null,null,null,null,null,null,null,null,null,null,null,1,null,null,null,null,null,null,null,null,null,null,null,null,null,null,null,null,null,null,null,null,null,null,null,null,null,null,null,1,null,null,null,null,null,null,null,null,null,null,null,null,null,null,1,1,null,1,1,1,1,1,1,1,1,1,1,1,4,1,1,1,1,null,null,null,1,null,null,null,null,1,null,null,null,1,null,null,null,null,null,null,null,1,null,null,null,null,null,1,2,3,4,5,6,"1-6","1-4","1-4","5","5","6","6",null,"1-6",null,null,"1-6"," 1 - 2"," 1 - 2"," 1 - 2"," 3, 5 or 8"," 1 - 3"," 1 - 3",1,1,1,1,null,1,1,1,1,1,1,1,1,1,1,1,1,1,1,1,null,null,null,null,null,null,null,2,null,null,null,null,null,null,1,null,null,1,null,null,null,1,1]
["ACS800-04-0100-7","R6",93,"3x35+16",null,null,null,null,null,null,null,null,null,null,null,null,null,null,null,null,null,null,null,null,null,null,null,null,null,null,null,null,null,null,null,null,null,null,3,null,null,null,null,null,null,null,null,null,null,3,null,null,null,null,null,null,null,null,null,null,null,null,null,null,null,null,null,null,null,null,null,null,null,null,null,null,null,null,null,null,null,null,null,null,null,null,null,1,null,null,null,null,null,null,null,null,null,null,null,null,null,null,null,null,null,null,null,null,null,null,null,null,null,null,null,1,null,null,null,null,null,null,null,null,null,null,null,null,null,null,1,1,null,1,1,1,1,1,1,1,1,1,1,1,4,1,1,1,1,null,null,null,1,null,null,null,null,1,null,null,null,1,null,null,null,null,null,null,1,null,null,null,null,null,null,1,2,3,4,5,6,"1-6","1-4","1-4","5","5","6","6",null,"1-6",null,null,"1-6"," 1 - 2"," 1 - 2"," 1 - 2"," 3, 5 or 8"," 1 - 3"," 1 - 3",1,1,1,1,null,1,1,1,1,1,1,1,1,1,1,1,1,1,1,1,null,null,null,null,null,null,null,2,null,null,null,null,null,null,1,null,null,1,null,null,null,1,1]
["ACS800-04-0120-7","R6",113,"3x70+35",null,null,null,null,null,null,null,null,null,null,null,null,null,null,null,null,null,null,null,null,null,null,null,null,null,null,null,null,null,null,null,null,null,null,null,3,null,null,null,null,null,null,null,null,null,null,null,3,null,null,null,null,null,null,null,null,null,null,null,null,null,null,null,null,null,null,null,null,null,null,null,null,null,null,null,null,null,null,null,null,null,null,null,null,1,null,null,null,null,null,null,null,null,null,null,null,null,null,null,null,null,null,null,null,null,null,null,null,null,null,null,1,null,null,null,null,null,null,null,null,null,null,null,null,null,null,1,1,null,1,1,1,1,1,1,1,1,1,1,1,4,1,1,1,1,null,null,null,1,null,null,null,null,1,null,null,null,1,null,null,null,null,null,null,1,null,null,null,null,null,null,1,2,3,4,5,6,"1-6","1-4","1-4","5","5","6","6",null,"1-6",null,null,"1-6"," 1 - 2"," 1 - 2"," 1 - 2"," 3, 5 or 8"," 1 - 3"," 1 - 3",1,1,1,1,null,1,1,1,1,1,1,1,1,1,1,1,1,1,1,1,null,null,null,null,null,null,null,2,null,null,null,null,null,null,1,null,null,1,null,null,null,1,1]
["ACS800-04-0145-7","R6",134,"3x70+35",null,null,null,null,null,null,null,null,null,null,null,null,null,null,null,null,null,null,null,3,null,null,null,null,null,null,null,null,null,null,null,null,null,null,null,null,null,null,null,null,null,null,null,null,null,null,null,null,null,3,null,null,null,null,null,null,null,null,null,null,null,null,null,null,null,null,null,null,null,null,null,null,null,null,null,null,null,null,null,null,null,null,null,null,1,null,null,null,null,null,null,null,null,null,null,null,null,null,null,null,null,null,null,null,null,null,null,null,null,null,null,null,null,1,1,null,null,null,null,null,null,null,null,null,null,null,1,1,null,1,1,1,1,1,1,1,1,1,1,1,4,1,1,1,1,null,null,null,null,null,null,null,null,null,null,null,null,null,1,null,null,null,null,null,1,null,null,null,null,null,null,1,2,3,4,5,6,"1-6","1-4","1-4","5","5","6","6",null,"1-6",null,null,"1-6"," 1 - 2"," 1 - 2"," 1 - 2"," 3, 5 or 8"," 1 - 3"," 1 - 3",1,1,1,1,null,1,1,1,1,1,1,1,1,1,1,1,1,1,1,1,null,null,null,null,null,null,null,2,null,null,null,null,null,null,1,null,null,1,null,null,null,1,1]
["ACS800-04-0175-7","R6",166,"3x95+50",null,null,null,null,null,null,null,null,null,null,null,null,null,null,null,null,null,null,null,null,3,null,null,null,null,null,null,null,null,null,null,null,null,null,null,null,null,null,null,null,null,null,null,null,null,null,null,null,null,3,null,null,null,null,null,null,null,null,null,null,null,null,null,null,null,null,null,null,null,null,null,null,null,null,null,null,null,null,null,null,null,null,null,null,1,null,null,null,null,null,null,null,null,null,null,null,null,null,null,null,null,null,null,null,null,null,null,null,null,null,null,null,null,1,1,null,null,null,null,null,null,null,null,null,null,null,1,1,null,1,1,1,1,1,1,1,1,1,1,1,4,1,1,1,1,null,null,null,null,null,null,null,null,null,null,null,null,null,1,null,null,null,null,null,1,null,null,null,null,null,null,1,2,3,4,5,6,"1-6","1-4","1-4","5","5","6","6",null,"1-6",null,null,"1-6"," 1 - 2"," 1 - 2"," 1 - 2"," 3, 5 or 8"," 1 - 3"," 1 - 3",1,1,1,1,null,1,1,1,1,1,1,1,1,1,1,1,1,1,1,1,null,null,null,null,null,null,null,2,null,null,null,null,null,null,1,null,null,1,null,null,null,1,1]
["ACS800-04-0205-7","R6",190,"3x150+95",null,null,null,null,null,null,null,null,null,null,null,null,null,null,null,null,null,null,null,null,null,3,null,null,null,null,null,null,null,null,null,null,null,null,null,null,null,null,null,null,null,null,null,null,null,null,null,null,null,null,null,3,null,null,null,null,null,null,null,null,null,null,null,null,null,null,null,null,null,null,null,null,null,null,null,null,null,null,null,null,null,null,null,null,null,1,null,null,null,null,null,null,null,null,null,null,null,null,null,null,null,null,null,null,null,null,null,null,null,null,null,null,null,1,1,null,null,null,null,null,null,null,null,null,null,null,1,1,null,1,1,1,1,1,1,1,1,1,1,1,4,1,1,1,1,null,null,null,null,null,null,null,null,null,null,null,null,null,1,null,null,null,null,null,1,null,null,null,null,null,null,1,2,3,4,5,6,"1-6","1-4","1-4","5","5","6","6",null,"1-6",null,null,"1-6"," 1 - 2"," 1 - 2"," 1 - 2"," 3, 5 or 8"," 1 - 3"," 1 - 3",1,1,1,1,null,1,1,1,1,1,1,1,1,1,1,1,1,1,1,1,null,null,null,null,null,null,null,2,null,null,null,null,null,null,1,null,null,1,null,null,null,1,1]
["ACS800-04-0140-7","R7",134,"3x70+35","3x95+50Cu",null,null,null,null,null,null,null,null,null,null,null,null,null,null,null,null,null,null,3,null,null,null,null,null,null,null,null,null,null,null,null,null,null,null,null,null,null,null,null,null,null,null,null,null,null,null,null,null,3,null,null,null,null,null,null,null,null,null,null,null,null,null,null,null,null,null,null,null,null,null,null,null,null,null,null,null,null,null,null,null,null,null,null,1,null,null,null,null,null,null,null,null,null,null,null,null,null,null,null,null,null,null,null,null,null,null,null,null,null,null,null,null,1,1,null,null,null,null,null,null,null,null,null,null,null,1,1,null,1,1,1,1,1,1,1,1,1,1,1,4,1,1,1,1,null,null,null,null,null,null,null,null,null,null,null,null,null,1,null,null,null,null,null,1,null,null,null,null,null,null,1,2,3,4,5,6,"1-6","1-4","1-4","5","5","6","6",null,"1-6",null,null,"1-6"," 1 - 2"," 1 - 2"," 1 - 2"," 3, 5 or 8"," 1 - 3"," 1 - 3",1,1,1,1,null,1,1,1,1,1,1,1,1,1,1,1,1,1,1,1,null,null,null,null,null,null,null,2,null,null,null,null,null,null,1,null,null,1,null,null,null,1,1]
["ACS800-04-0170-7","R7",166,"3x95+50","3x150+50Cu",null,null,null,null,null,null,null,null,null,null,null,null,null,null,null,null,null,null,null,3,null,null,null,null,null,null,null,null,null,null,null,null,null,null,null,null,null,null,null,null,null,null,null,null,null,null,null,null,3,null,null,null,null,null,null,null,null,null,null,null,null,null,null,null,null,null,null,null,null,null,null,null,null,null,null,null,null,null,null,null,null,null,null,1,null,null,null,null,null,null,null,null,null,null,null,null,null,null,null,null,null,null,null,null,null,null,null,null,null,null,null,null,1,1,null,null,null,null,null,null,null,null,null,null,null,1,1,null,1,1,1,1,1,1,1,1,1,1,1,4,1,1,1,1,null,null,null,null,null,null,null,null,null,null,null,null,null,1,null,null,null,null,null,1,null,null,null,null,null,null,1,2,3,4,5,6,"1-6","1-4","1-4","5","5","6","6",null,"1-6",null,null,"1-6"," 1 - 2"," 1 - 2"," 1 - 2"," 3, 5 or 8"," 1 - 3"," 1 - 3",1,1,1,1,null,1,1,1,1,1,1,1,1,1,1,1,1,1,1,1,null,null,null,null,null,null,null,2,null,null,null,null,null,null,1,null,null,1,null,null,null,1,1]
["ACS800-04-0210-7","R7","166/203*","3x150+95","3x185+70Cu",null,null,null,null,null,null,null,null,null,null,null,null,null,null,null,null,null,null,null,null,3,null,null,null,null,null,null,null,null,null,null,null,null,null,null,null,null,null,null,null,null,null,null,null,null,null,null,null,null,null,3,null,null,null,null,null,null,null,null,null,null,null,null,null,null,null,null,null,null,null,null,null,null,null,null,null,null,null,null,null,null,null,null,null,1,null,null,null,null,null,null,null,null,null,null,null,null,null,null,null,null,null,null,null,null,null,null,null,null,null,null,null,1,1,null,null,null,null,null,null,null,null,null,null,null,1,1,null,1,1,1,1,1,1,1,1,1,1,1,4,1,1,1,1,null,null,null,null,null,null,null,null,null,null,null,null,null,1,null,null,null,null,null,1,null,null,null,null,null,null,1,2,3,4,5,6,"1-6","1-4","1-4","5","5","6","6",null,"1-6",null,null,"1-6"," 1 - 2"," 1 - 2"," 1 - 2"," 3, 5 or 8"," 1 - 3"," 1 - 3",1,1,1,1,null,1,1,1,1,1,1,1,1,1,1,1,1,1,1,1,null,null,null,null,null,null,null,null,2,null,null,null,null,null,1,null,null,1,null,null,null,1,1]
["ACS800-04-0260-7","R7","175/230*","3x185+95","3x240+95Cu",null,null,null,null,null,null,null,null,null,null,null,null,null,null,null,null,null,null,null,null,3,null,null,null,null,null,null,null,null,null,null,null,null,null,null,null,null,null,null,null,null,null,null,null,null,null,null,null,null,null,3,null,null,null,null,null,null,null,null,null,null,null,null,null,null,null,null,null,null,null,null,null,null,null,null,null,null,null,null,null,null,null,null,null,1,null,null,null,null,null,null,null,null,null,null,null,null,null,null,null,null,null,null,null,null,null,null,null,null,null,null,null,null,null,1,1,null,null,null,null,null,null,null,null,null,1,1,null,1,1,1,1,1,1,1,1,1,1,1,4,1,1,1,1,null,null,null,null,null,null,null,null,null,null,null,null,null,1,null,null,null,null,null,1,null,null,null,null,null,null,1,2,3,4,5,6,"1-6","1-4","1-4","5","5","6","6",null,"1-6",null,null,"1-6"," 1 - 2"," 1 - 2"," 1 - 2"," 3, 5 or 8"," 1 - 3"," 1 - 3",1,1,1,1,null,1,1,1,1,1,1,1,1,1,1,1,1,1,1,1,null,null,null,null,null,null,null,null,2,null,null,null,null,null,1,null,null,1,null,null,null,1,1]
["ACS800-04-0320-7","R8",315,"3x240+120","3x(2x120+50Cu)",null,null,null,null,null,null,null,null,null,null,null,null,null,null,null,null,null,null,null,null,null,3,null,null,null,null,null,null,null,null,null,null,null,null,null,null,null,null,null,null,null,null,null,null,null,null,null,null,null,null,null,null,null,3,null,null,null,null,null,null,null,null,null,null,null,null,null,null,null,null,null,null,null,null,null,null,null,null,null,null,null,null,null,null,null,1,null,null,null,null,null,null,null,null,null,null,null,null,null,null,null,null,null,null,null,null,null,null,null,null,null,null,null,null,null,null,null,null,1,1,null,null,null,null,null,1,1,null,1,1,1,1,1,1,1,1,1,1,1,4,1,1,1,1,null,null,null,null,null,null,null,null,null,null,null,null,null,null,null,1,null,null,null,null,null,null,null,1,null,null,1,2,3,4,5,6,"1-6","1-4","1-4","5","5","6","6",null,"1-6",null,null,"1-6"," 1 - 2"," 1 - 2"," 1 - 2"," 3, 5 or 8"," 1 - 3"," 1 - 3",1,1,1,1,null,2,1,1,1,1,1,1,1,1,1,1,1,1,1,1,null,null,null,null,null,null,null,null,null,2,null,null,null,null,1,null,null,1,null,null,null,1,1]
["ACS800-04-0400-7","R8",353,"3x(2x120+70)","3x(2x150+50Cu)",null,null,null,null,null,null,null,null,null,null,null,null,null,null,null,null,null,null,null,null,null,null,3,null,null,null,null,null,null,null,null,null,null,null,null,null,null,null,null,null,null,null,null,null,null,null,null,null,null,null,null,null,null,null,3,null,null,null,null,null,null,null,null,null,null,null,null,null,null,null,null,null,null,null,null,null,null,null,null,null,null,null,null,null,null,1,null,null,null,null,null,null,null,null,null,null,null,null,null,null,null,null,null,null,null,null,null,null,null,null,null,null,null,null,null,null,null,null,1,1,null,null,null,null,null,1,1,null,1,1,1,1,1,1,1,1,1,1,1,4,1,1,1,1,null,null,null,null,null,null,null,null,null,null,null,null,null,null,null,1,null,null,null,null,null,null,null,1,null,null,1,2,3,4,5,6,"1-6","1-4","1-4","5","5","6","6",null,"1-6",null,null,"1-6"," 1 - 2"," 1 - 2"," 1 - 2"," 3, 5 or 8"," 1 - 3"," 1 - 3",1,1,1,1,null,2,1,1,1,1,1,1,1,1,1,1,1,1,1,1,null,null,null,null,null,null,null,null,null,null,3,null,null,null,null,1,null,null,null,null,1,1,1]
["ACS800-04-0440-7","R8",396,"3x(2x120+70)","3x(2x185+70Cu)",null,null,null,null,null,null,null,null,null,null,null,null,null,null,null,null,null,null,null,null,null,null,null,3,null,null,null,null,null,null,null,null,null,null,null,null,null,null,null,null,null,null,null,null,null,null,null,null,null,null,null,null,null,null,null,3,null,null,null,null,null,null,null,null,null,null,null,null,null,null,null,null,null,null,null,null,null,null,null,null,null,null,null,null,null,1,null,null,null,null,null,null,null,null,null,null,null,null,null,null,null,null,null,null,null,null,null,null,null,null,null,null,null,null,null,null,null,null,null,null,1,null,null,null,null,1,1,null,1,1,1,1,1,1,1,1,1,1,1,4,1,1,1,1,null,null,null,null,null,null,null,null,null,null,null,null,null,null,null,1,null,null,null,null,null,null,null,1,null,null,1,2,3,4,5,6,"1-6","1-4","1-4","5","5","6","6",null,"1-6",null,null,"1-6"," 1 - 2"," 1 - 2"," 1 - 2"," 3, 5 or 8"," 1 - 3"," 1 - 3",1,1,1,1,null,2,1,1,1,1,1,1,1,1,1,1,1,1,1,1,null,null,null,null,null,null,null,null,null,null,3,null,null,null,null,1,null,null,null,null,1,1,1]
["ACS800-04-0490-7","R8",445,"3x(2x150+95)","3x(2x240+95Cu)",null,null,null,null,null,null,null,null,null,null,null,null,null,null,null,null,null,null,null,null,null,null,null,3,null,null,null,null,null,null,null,null,null,null,null,null,null,null,null,null,null,null,null,null,null,null,null,null,null,null,null,null,null,null,null,null,3,null,null,null,null,null,null,null,null,null,null,null,null,null,null,null,null,null,null,null,null,null,null,null,null,null,null,null,null,1,null,null,null,null,null,null,null,null,null,null,null,null,null,null,null,null,null,null,null,null,null,null,null,null,null,null,null,null,null,null,null,null,null,null,1,null,null,null,null,1,1,null,1,1,1,1,1,1,1,1,1,1,1,4,1,1,1,1,null,null,null,null,null,null,null,null,null,null,null,null,null,null,null,1,null,null,null,null,null,2,null,null,null,null,1,2,3,4,5,6,"1-6","1-4","1-4","5","5","6","6",null,"1-6",null,null,"1-6"," 1 - 2"," 1 - 2"," 1 - 2"," 3, 5 or 8"," 1 - 3"," 1 - 3",1,1,1,1,null,2,1,1,1,1,1,1,1,1,1,1,1,1,1,1,null,null,null,null,null,null,null,null,null,null,3,null,null,null,null,1,null,null,null,null,1,1,1]
["ACS800-04-0550-7","R8",488,"3x(2x185+95)","3x(3x150+50Cu)",null,null,null,null,null,null,null,null,null,null,null,null,null,null,null,null,null,null,null,null,null,null,null,3,null,null,null,null,null,null,null,null,null,null,null,null,null,null,null,null,null,null,null,null,null,null,null,null,null,null,null,null,null,null,null,null,3,null,null,null,null,null,null,null,null,null,null,null,null,null,null,null,null,null,null,null,null,null,null,null,null,null,null,null,null,1,null,null,null,null,null,null,null,null,null,null,null,null,null,null,null,null,null,null,null,null,null,null,null,null,null,null,null,null,null,null,null,null,null,null,1,null,null,null,null,1,1,null,1,1,1,1,1,1,1,1,1,1,1,4,1,1,1,1,null,null,null,null,null,null,null,null,null,null,null,null,null,null,null,1,null,null,null,null,null,2,null,null,null,null,1,2,3,4,5,6,"1-6","1-4","1-4","5","5","6","6",null,"1-6",null,null,"1-6"," 1 - 2"," 1 - 2"," 1 - 2"," 3, 5 or 8"," 1 - 3"," 1 - 3",1,1,1,1,null,2,1,1,1,1,1,1,1,1,1,1,1,1,1,1,null,null,null,null,null,null,null,null,null,null,3,null,null,null,null,1,null,null,null,null,1,1,1]
["ACS800-04-0610-7","R8",560,"3x(2x240+120)","3x(3x185+70Cu)",null,null,null,null,null,null,null,null,null,null,null,null,null,null,null,null,null,null,null,null,null,null,null,null,3,null,null,null,null,null,null,null,null,null,null,null,null,null,null,null,null,null,null,null,null,null,null,null,null,null,null,null,null,null,null,null,null,3,null,null,null,null,null,null,null,null,null,null,null,null,null,null,null,null,null,null,null,null,null,null,null,null,null,null,null,1,null,null,null,null,null,null,null,null,null,null,null,null,null,null,null,null,null,null,null,null,null,null,null,null,null,null,null,null,null,null,null,null,null,null,null,1,null,null,null,1,1,null,1,1,1,1,1,1,1,1,1,1,1,4,1,1,1,1,null,null,null,null,null,null,null,null,null,null,null,null,null,null,null,1,null,null,null,null,null,2,null,null,null,null,1,2,3,4,5,6,"1-6","1-4","1-4","5","5","6","6",null,"1-6",null,null,"1-6"," 1 - 2"," 1 - 2"," 1 - 2"," 3, 5 or 8"," 1 - 3"," 1 - 3",1,1,1,1,null,2,1,1,1,1,1,1,1,1,1,1,1,1,1,1,null,null,null,null,null,null,null,null,null,null,null,3,null,null,null,1,null,null,null,null,1,1,1]
["UN = 230 V (208, 220, 230, 240 V)"]
["ACS800-U4-0001-2","R2",5.0999999999999996,"3x1,5+1,5","-",null,null,null,null,null,null,null,null,null,null,null,null,null,null,null,null,null,null,null,null,null,null,null,null,null,null,null,null,null,null,null,null,null,null,null,null,null,null,null,null,null,null,null,null,null,null,null,null,null,null,null,null,null,null,null,null,null,null,null,null,3,null,null,null,null,null,null,null,null,null,null,null,null,null,null,null,null,null,null,null,null,null,null,null,null,null,null,1,null,null,null,null,null,null,1,null,null,null,null,null,null,null,null,null,null,null,null,null,null,null,null,null,null,null,null,null,null,null,null,null,null,null,null,null,1,null,null,1,1,1,1,1,1,1,1,1,1,1,1,4,1,1,1,1,null,null,null,null,null,null,null,null,null,null,null,null,null,null,null,null,null,null,null,null,null,null,null,null,null,null,null,null,null,null,null,null,null,null,null,null,null,null,null,null,null,null,null,null," 1 - 2"," 1 - 2"," 1 - 2"," 3, 5 or 8"," 1 - 3"," 1 - 3",1,1,1,1,1,null,1,1,1,1,1,1,1,1,1,1,1,1,1,1]
["ACS800-U4-0002-2","R2",6.5,"3x1,5+1,5","-",null,null,null,null,null,null,null,null,null,null,null,null,null,null,null,null,null,null,null,null,null,null,null,null,null,null,null,null,null,null,null,null,null,null,null,null,null,null,null,null,null,null,null,null,null,null,null,null,null,null,null,null,null,null,null,null,null,null,null,null,3,null,null,null,null,null,null,null,null,null,null,null,null,null,null,null,null,null,null,null,null,null,null,null,null,null,null,1,null,null,null,null,null,null,1,null,null,null,null,null,null,null,null,null,null,null,null,null,null,null,null,null,null,null,null,null,null,null,null,null,null,null,null,null,1,null,null,1,1,1,1,1,1,1,1,1,1,1,1,4,1,1,1,1,null,null,null,null,null,null,null,null,null,null,null,null,null,null,null,null,null,null,null,null,null,null,null,null,null,null,null,null,null,null,null,null,null,null,null,null,null,null,null,null,null,null,null,null," 1 - 2"," 1 - 2"," 1 - 2"," 3, 5 or 8"," 1 - 3"," 1 - 3",1,1,1,1,1,null,1,1,1,1,1,1,1,1,1,1,1,1,1,1]
["ACS800-U4-0003-2","R2",8.5,"3x1,5+1,5","-",null,null,null,null,null,null,null,null,null,null,null,null,null,null,null,null,null,null,null,null,null,null,null,null,null,null,null,null,null,null,null,null,null,null,null,null,null,null,null,null,null,null,null,null,null,null,null,null,null,null,null,null,null,null,null,null,null,null,null,null,3,null,null,null,null,null,null,null,null,null,null,null,null,null,null,null,null,null,null,null,null,null,null,null,null,null,null,1,null,null,null,null,null,null,1,null,null,null,null,null,null,null,null,null,null,null,null,null,null,null,null,null,null,null,null,null,null,null,null,null,null,null,null,null,1,null,null,1,1,1,1,1,1,1,1,1,1,1,1,4,1,1,1,1,null,null,null,null,null,null,null,null,null,null,null,null,null,null,null,null,null,null,null,null,null,null,null,null,null,null,null,null,null,null,null,null,null,null,null,null,null,null,null,null,null,null,null,null," 1 - 2"," 1 - 2"," 1 - 2"," 3, 5 or 8"," 1 - 3"," 1 - 3",1,1,1,1,1,null,1,1,1,1,1,1,1,1,1,1,1,1,1,1]
["ACS800-U4-0004-2","R2",10.9,"3x2,5+2,5","-",null,null,null,null,null,null,null,null,null,null,null,null,null,null,null,null,null,null,null,null,null,null,null,null,null,null,null,null,null,null,null,null,null,null,null,null,null,null,null,null,null,null,null,null,null,null,null,null,null,null,null,null,null,null,null,null,null,null,null,null,null,3,null,null,null,null,null,null,null,null,null,null,null,null,null,null,null,null,null,null,null,null,null,null,null,null,null,1,null,null,null,null,null,null,1,null,null,null,null,null,null,null,null,null,null,null,null,null,null,null,null,null,null,null,null,null,null,null,null,null,null,null,null,null,1,null,null,1,1,1,1,1,1,1,1,1,1,1,1,4,1,1,1,1,null,null,null,null,null,null,null,null,null,null,null,null,null,null,null,null,null,null,null,null,null,null,null,null,null,null,null,null,null,null,null,null,null,null,null,null,null,null,null,null,null,null,null,null," 1 - 2"," 1 - 2"," 1 - 2"," 3, 5 or 8"," 1 - 3"," 1 - 3",1,1,1,1,1,null,1,1,1,1,1,1,1,1,1,1,1,1,1,1]
["ACS800-U4-0005-2","R2",13.9,"3x2,5+2,5","-",null,null,null,null,null,null,null,null,null,null,null,null,null,null,null,null,null,null,null,null,null,null,null,null,null,null,null,null,null,null,null,null,null,null,null,null,null,null,null,null,null,null,null,null,null,null,null,null,null,null,null,null,null,null,null,null,null,null,null,null,null,3,null,null,null,null,null,null,null,null,null,null,null,null,null,null,null,null,null,null,null,null,null,null,null,null,null,1,null,null,null,null,null,null,1,null,null,null,null,null,null,null,null,null,null,null,null,null,null,null,null,null,null,null,null,null,null,null,null,null,null,null,null,null,1,null,null,1,1,1,1,1,1,1,1,1,1,1,1,4,1,1,1,1,null,null,null,null,null,null,null,null,null,null,null,null,null,null,null,null,null,null,null,null,null,null,null,null,null,null,null,null,null,null,null,null,null,null,null,null,null,null,null,null,null,null,null,null," 1 - 2"," 1 - 2"," 1 - 2"," 3, 5 or 8"," 1 - 3"," 1 - 3",1,1,1,1,1,null,1,1,1,1,1,1,1,1,1,1,1,1,1,1]
["ACS800-U4-0006-2","R3",19,"3x4+4","-",null,null,null,null,null,null,null,null,null,null,null,null,null,null,null,null,null,null,null,null,null,null,null,null,null,null,null,null,null,null,null,null,null,null,null,null,null,null,null,null,null,null,null,null,null,null,null,null,null,null,null,null,null,null,null,null,null,null,null,null,null,null,3,null,null,null,null,null,null,null,null,null,null,null,null,null,null,null,null,null,null,null,null,null,null,null,null,1,null,null,null,null,null,null,1,null,null,null,null,null,null,null,null,null,null,null,null,null,null,null,null,null,null,null,null,null,null,null,null,null,null,null,null,null,1,null,null,1,1,1,1,1,1,1,1,1,1,1,1,4,1,1,1,1,null,null,null,null,null,null,null,null,null,null,null,null,null,null,null,null,null,null,null,null,null,null,null,null,null,null,null,null,null,null,null,null,null,null,null,null,null,null,null,null,null,null,null,null," 1 - 2"," 1 - 2"," 1 - 2"," 3, 5 or 8"," 1 - 3"," 1 - 3",1,1,1,1,1,null,1,1,1,1,1,1,1,1,1,1,1,1,1,1]
["ACS800-U4-0009-2","R3",25,"3x4+4","-",null,null,null,null,null,null,null,null,null,null,null,null,null,null,null,null,null,null,null,null,null,null,null,null,null,null,null,null,null,null,null,null,null,null,null,null,null,null,null,null,null,null,null,null,null,null,null,null,null,null,null,null,null,null,null,null,null,null,null,null,null,null,null,3,null,null,null,null,null,null,null,null,null,null,null,null,null,null,null,null,null,null,null,null,null,null,null,1,null,null,null,null,null,null,null,null,1,null,null,null,null,null,null,null,null,null,null,null,null,null,null,null,null,null,null,null,null,null,null,null,null,null,null,null,1,null,null,1,1,1,1,1,1,1,1,1,1,1,1,4,1,1,1,1,null,null,null,null,null,null,null,null,null,null,null,null,null,null,null,null,null,null,null,null,null,null,null,null,null,null,null,null,null,null,null,null,null,null,null,null,null,null,null,null,null,null,null,null," 1 - 2"," 1 - 2"," 1 - 2"," 3, 5 or 8"," 1 - 3"," 1 - 3",1,1,1,1,1,null,1,1,1,1,1,1,1,1,1,1,1,1,1,1]
["ACS800-U4-0011-2","R3",34,"3x10+10","-",null,null,null,null,null,null,null,null,null,null,null,null,null,null,null,null,null,null,null,null,null,null,null,null,null,null,null,null,null,null,null,null,null,null,null,null,null,null,null,null,null,null,null,null,null,null,null,null,null,null,null,null,null,null,null,null,null,null,null,null,null,null,null,null,3,null,null,null,null,null,null,null,null,null,null,null,null,null,null,null,null,null,null,null,null,null,null,null,1,null,null,null,null,null,null,null,null,null,null,null,1,null,null,null,null,null,null,null,null,null,null,null,null,null,null,null,null,null,null,null,null,null,null,null,1,null,null,1,1,1,1,1,1,1,1,1,1,1,1,4,1,1,1,1,null,null,null,null,null,null,null,null,null,null,null,null,null,null,null,null,null,null,null,null,null,null,null,null,null,null,null,null,null,null,null,null,null,null,null,null,null,null,null,null,null,null,null,null," 1 - 2"," 1 - 2"," 1 - 2"," 3, 5 or 8"," 1 - 3"," 1 - 3",1,1,1,1,1,null,1,1,1,1,1,1,1,1,1,1,1,1,1,1]
["ACS800-U4-0016-2","R4",44,"3x10+10","3x16+10Cu",null,null,null,null,null,null,null,null,null,null,null,null,null,null,null,null,null,null,null,null,null,null,null,null,null,null,null,null,null,null,null,null,null,null,null,null,null,null,null,null,null,null,null,null,null,null,null,null,null,null,null,null,null,null,null,null,null,null,null,null,null,null,null,null,null,3,null,null,null,null,null,null,null,null,null,null,null,null,null,null,null,null,null,null,null,null,null,null,1,null,null,null,null,null,null,null,null,null,null,null,null,null,1,null,null,null,null,null,null,null,null,null,null,null,null,null,null,null,null,null,null,null,null,null,1,null,null,1,1,1,1,1,1,1,1,1,1,1,1,4,1,1,1,1,null,null,null,null,null,null,null,null,null,null,null,null,null,null,null,null,null,null,null,null,null,null,null,null,null,null,null,null,null,null,null,null,null,null,null,null,null,null,null,null,null,null,null,null," 1 - 2"," 1 - 2"," 1 - 2"," 3, 5 or 8"," 1 - 3"," 1 - 3",1,1,1,1,1,null,1,1,1,1,1,1,1,1,1,1,1,1,1,1]
["ACS800-U4-0020-2","R4",55,"3x16+16","3x25+16Cu",null,null,null,null,null,null,null,null,null,null,null,null,null,null,null,null,null,null,null,null,null,null,null,null,null,null,null,null,null,null,null,null,null,null,null,null,null,null,null,null,null,null,null,null,null,null,null,null,null,null,null,null,null,null,null,null,null,null,null,null,null,null,null,null,null,null,3,null,null,null,null,null,null,null,null,null,null,null,null,null,null,null,null,null,null,null,null,null,1,null,null,null,null,null,null,null,null,null,null,null,null,null,1,null,null,null,null,null,null,null,null,null,null,null,null,null,null,null,null,null,null,null,null,null,1,null,null,1,1,1,1,1,1,1,1,1,1,1,1,4,1,1,1,1,null,null,null,null,null,null,null,null,null,null,null,null,null,null,null,null,null,null,null,null,null,null,null,null,null,null,null,null,null,null,null,null,null,null,null,null,null,null,null,null,null,null,null,null," 1 - 2"," 1 - 2"," 1 - 2"," 3, 5 or 8"," 1 - 3"," 1 - 3",1,1,1,1,1,null,1,1,1,1,1,1,1,1,1,1,1,1,1,1]
["ACS800-U4-0025-2","R5",72,"3x25+16","3x50+16Cu",null,null,null,null,null,null,null,null,null,null,null,null,null,null,null,null,null,null,null,null,null,null,null,null,null,null,null,null,null,null,null,null,null,null,null,null,null,null,null,null,null,null,null,null,null,null,null,null,null,null,null,null,null,null,null,null,null,null,null,null,null,null,null,null,null,null,null,3,null,null,null,null,null,null,null,null,null,null,null,null,null,null,null,null,null,null,null,null,null,1,null,null,null,null,null,null,null,null,null,null,null,null,null,null,null,null,1,null,null,null,null,null,null,null,null,null,null,null,null,null,null,null,null,null,1,null,null,1,1,1,1,1,1,1,1,1,1,1,1,4,1,1,1,1,null,null,null,null,null,null,null,null,null,null,null,null,null,null,null,null,null,null,null,null,null,null,null,null,null,null,null,null,null,null,null,null,null,null,null,null,null,null,null,null,null,null,null,null," 1 - 2"," 1 - 2"," 1 - 2"," 3, 5 or 8"," 1 - 3"," 1 - 3",1,1,1,1,1,null,1,1,1,1,1,1,1,1,1,1,1,1,1,1]
["ACS800-U4-0030-2","R5",86,"3x35+16","3x50+16Cu",null,null,null,null,null,null,null,null,null,null,null,null,null,null,null,null,null,null,null,null,null,null,null,null,null,null,null,null,null,null,null,null,null,null,null,null,null,null,null,null,null,null,null,null,null,null,null,null,null,null,null,null,null,null,null,null,null,null,null,null,null,null,null,null,null,null,null,null,3,null,null,null,null,null,null,null,null,null,null,null,null,null,null,null,null,null,null,null,null,1,null,null,null,null,null,null,null,null,null,null,null,null,null,null,null,null,1,null,null,null,null,null,null,null,null,null,null,null,null,null,null,null,null,null,1,null,null,1,1,1,1,1,1,1,1,1,1,1,1,4,1,1,1,1,null,null,null,null,null,null,null,null,null,null,null,null,null,null,null,null,null,null,null,null,null,null,null,null,null,null,null,null,null,null,null,null,null,null,null,null,null,null,null,null,null,null,null,null," 1 - 2"," 1 - 2"," 1 - 2"," 3, 5 or 8"," 1 - 3"," 1 - 3",1,1,1,1,1,null,1,1,1,1,1,1,1,1,1,1,1,1,1,1]
["ACS800-U4-0040-2","R5",103,"3x50+25","3x70+21Cu",null,null,null,null,null,null,null,null,null,null,null,null,null,null,null,null,null,null,null,null,null,null,null,null,null,null,null,null,null,null,null,null,null,null,null,null,null,null,null,null,null,null,null,null,null,null,null,null,null,null,null,null,null,null,null,null,null,null,null,null,null,null,null,null,null,null,null,null,null,3,null,null,null,null,null,null,null,null,null,null,null,null,null,null,null,null,null,null,null,null,1,null,null,null,null,null,null,null,null,null,null,null,null,null,null,null,null,null,1,null,null,null,null,null,null,null,null,null,null,null,null,null,null,null,1,null,null,1,1,1,1,1,1,1,1,1,1,1,1,4,1,1,1,1,null,null,null,null,null,null,null,null,null,null,null,null,null,null,null,null,null,null,null,null,null,null,null,null,null,null,null,null,null,null,null,null,null,null,null,null,null,null,null,null,null,null,null,null," 1 - 2"," 1 - 2"," 1 - 2"," 3, 5 or 8"," 1 - 3"," 1 - 3",1,1,1,1,1,null,1,1,1,1,1,1,1,1,1,1,1,1,1,1]
["ACS800-U4-0050-2","R6",141,"3x70+35","3x120+41Cu",null,null,null,null,null,null,null,null,null,null,null,null,null,null,null,null,null,null,null,null,null,null,null,null,null,null,null,null,null,null,null,null,null,null,null,null,null,null,null,null,null,null,null,null,null,null,null,null,null,null,null,null,null,null,null,null,null,null,null,null,null,null,null,null,null,null,null,null,null,null,3,null,null,null,null,null,null,null,null,null,null,null,null,null,null,null,null,null,null,null,1,null,null,null,null,null,null,null,null,null,null,null,null,null,null,null,null,null,null,null,1,null,null,null,null,null,null,null,null,null,null,null,null,null,1,null,null,1,1,1,1,1,1,1,1,1,1,1,1,4,1,1,1,1,null,null,null,null,null,null,null,null,null,null,null,null,null,null,null,null,null,null,null,null,null,null,null,null,null,null,1,2,3,4,5,6,"1-6","1-4","1-4","5","5","6","6","1-6",null,"1-4","5-6",null," 1 - 2"," 1 - 2"," 1 - 2"," 3, 5 or 8"," 1 - 3"," 1 - 3",1,1,1,1,1,null,1,1,1,1,1,1,1,1,1,1,1,1,1,1]
["ACS800-U4-0060-2","R6",166,"3x95+50","3x150+50Cu",null,null,null,null,null,null,null,null,null,null,null,null,null,null,null,null,null,null,null,null,null,null,null,null,null,null,null,null,null,null,null,null,null,null,null,null,null,null,null,null,null,null,null,null,null,null,null,null,null,null,null,null,null,null,null,null,null,null,null,null,null,null,null,null,null,null,null,null,null,null,null,3,null,null,null,null,null,null,null,null,null,null,null,null,null,null,null,null,null,null,1,null,null,null,null,null,null,null,null,null,null,null,null,null,null,null,null,null,null,null,null,null,1,null,null,null,null,null,null,null,null,null,null,null,1,null,null,1,1,1,1,1,1,1,1,1,1,1,1,4,1,1,1,1,null,null,null,null,null,null,null,null,null,null,null,null,null,null,null,null,null,null,null,null,null,null,null,null,null,null,1,2,3,4,5,6,"1-6","1-4","1-4","5","5","6","6","1-6",null,"1-4","5-6",null," 1 - 2"," 1 - 2"," 1 - 2"," 3, 5 or 8"," 1 - 3"," 1 - 3",1,1,1,1,1,null,1,1,1,1,1,1,1,1,1,1,1,1,1,1]
["ACS800-U4-0070-2","R6",202,"3x120+70","3x185+57Cu",null,null,null,null,null,null,null,null,null,null,null,null,null,null,null,null,null,null,null,null,null,null,null,null,null,null,null,null,null,null,null,null,null,null,null,null,null,null,null,null,null,null,null,null,null,null,null,null,null,null,null,null,null,null,null,null,null,null,null,null,null,null,null,null,null,null,null,null,null,null,null,null,3,null,null,null,null,null,null,null,null,null,null,null,null,null,null,null,null,null,null,1,null,null,null,null,null,null,null,null,null,null,null,null,null,null,null,null,null,null,null,null,1,null,null,null,null,null,null,null,null,null,null,null,1,null,null,1,1,1,1,1,1,1,1,1,1,1,1,4,1,1,1,1,null,null,null,null,null,null,null,null,null,null,null,null,null,null,null,null,null,null,null,null,null,null,null,null,null,null,1,2,3,4,5,6,"1-6","1-4","1-4","5","5","6","6","1-6",null,"1-4","5-6",null," 1 - 2"," 1 - 2"," 1 - 2"," 3, 5 or 8"," 1 - 3"," 1 - 3",1,1,1,1,1,null,1,1,1,1,1,1,1,1,1,1,1,1,1,1]
["ACS800-U4-0080-2","R7",214,null,null,null,null,null,null,null,null,null,null,null,null,null,null,null,null,null,null,null,null,null,null,null,null,null,null,null,null,null,null,null,null,null,null,null,null,null,null,null,null,null,null,null,null,null,null,null,null,null,null,null,null,null,null,null,null,null,null,null,null,null,null,null,null,null,null,null,null,null,null,null,null,null,null,3,null,null,null,null,null,null,null,null,null,null,null,null,null,null,null,null,null,null,1,null,null,null,null,null,null,null,null,null,null,null,null,null,null,null,null,null,null,null,null,1,1,null,null,null,null,null,null,null,null,null,null,1,null,null,1,1,1,1,1,1,1,1,1,1,1,1,4,1,1,1,1,null,null,null,null,null,null,null,null,null,null,null,null,null,null,null,null,null,null,null,null,null,null,null,null,null,null,1,2,3,4,5,6,"1-6","1-4","1-4","5","5","6","6","1-6",null,"1-4","5-6",null," 1 - 2"," 1 - 2"," 1 - 2"," 3, 5 or 8"," 1 - 3"," 1 - 3",1,1,1,1,1,null,1,1,1,1,1,1,1,1,1,1,1,1,1,1]
["ACS800-U4-0100-2","R7",253,null,null,null,null,null,null,null,null,null,null,null,null,null,null,null,null,null,null,null,null,null,null,null,null,null,null,null,null,null,null,null,null,null,null,null,null,null,null,null,null,null,null,null,null,null,null,null,null,null,null,null,null,null,null,null,null,null,null,null,null,null,null,null,null,null,null,null,null,null,null,null,null,null,null,null,3,null,null,null,null,null,null,null,null,null,null,null,null,null,null,null,null,null,1,null,null,null,null,null,null,null,null,null,null,null,null,null,null,null,null,null,null,null,null,null,null,1,1,null,null,null,null,null,null,null,null,1,null,null,1,1,1,1,1,1,1,1,1,1,1,1,4,1,1,1,1,null,null,null,null,null,null,null,null,null,null,null,null,null,null,null,null,null,null,null,null,null,null,null,null,null,null,1,2,3,4,5,6,"1-6","1-4","1-4","5","5","6","6","1-6",null,"1-4","5-6",null," 1 - 2"," 1 - 2"," 1 - 2"," 3, 5 or 8"," 1 - 3"," 1 - 3",1,1,1,1,1,null,1,1,1,1,1,1,1,1,1,1,1,1,1,1]
["ACS800-U4-0120-2","R7",295,null,null,null,null,null,null,null,null,null,null,null,null,null,null,null,null,null,null,null,null,null,null,null,null,null,null,null,null,null,null,null,null,null,null,null,null,null,null,null,null,null,null,null,null,null,null,null,null,null,null,null,null,null,null,null,null,null,null,null,null,null,null,null,null,null,null,null,null,null,null,null,null,null,null,null,null,3,null,null,null,null,null,null,null,null,null,null,null,null,null,null,null,null,1,null,null,null,null,null,null,null,null,null,null,null,null,null,null,null,null,null,null,null,null,null,null,null,null,1,1,null,null,null,null,null,null,1,null,null,1,1,1,1,1,1,1,1,1,1,1,1,4,1,1,1,1,null,null,null,null,null,null,null,null,null,null,null,null,null,null,null,null,null,null,null,null,null,null,null,null,null,null,1,2,3,4,5,6,"1-6","1-4","1-4","5","5","6","6","1-6",null,"1-4","5-6",null," 1 - 2"," 1 - 2"," 1 - 2"," 3, 5 or 8"," 1 - 3"," 1 - 3",1,1,1,1,1,null,1,1,1,1,1,1,1,1,1,1,1,1,1,1]
["ACS800-U4-0140-2","R8",405,null,null,null,null,null,null,null,null,null,null,null,null,null,null,null,null,null,null,null,null,null,null,null,null,null,null,null,null,null,null,null,null,null,null,null,null,null,null,null,null,null,null,null,null,null,null,null,null,null,null,null,null,null,null,null,null,null,null,null,null,null,null,null,null,null,null,null,null,null,null,null,null,null,null,null,null,null,3,null,null,null,null,null,null,null,null,null,null,null,null,null,null,null,null,1,null,null,null,null,null,null,null,null,null,null,null,null,null,null,null,null,null,null,null,null,null,null,null,null,null,null,null,1,null,null,null,1,null,null,1,1,1,1,1,1,1,1,1,1,1,1,4,1,1,1,1,null,null,null,null,null,null,null,null,null,null,null,null,null,null,null,null,null,null,null,null,null,null,null,null,null,null,1,2,3,4,5,6,"1-6","1-4","1-4","5","5","6","6","1-6",null,"1-4","5-6",null," 1 - 2"," 1 - 2"," 1 - 2"," 3, 5 or 8"," 1 - 3"," 1 - 3",1,1,1,1,1,null,1,1,1,1,1,1,1,1,1,1,1,1,1,1]
["ACS800-U4-0170-2","R8",447,null,null,null,null,null,null,null,null,null,null,null,null,null,null,null,null,null,null,null,null,null,null,null,null,null,null,null,null,null,null,null,null,null,null,null,null,null,null,null,null,null,null,null,null,null,null,null,null,null,null,null,null,null,null,null,null,null,null,null,null,null,null,null,null,null,null,null,null,null,null,null,null,null,null,null,null,null,null,3,null,null,null,null,null,null,null,null,null,null,null,null,null,null,null,1,null,null,null,null,null,null,null,null,null,null,null,null,null,null,null,null,null,null,null,null,null,null,null,null,null,null,null,1,null,null,null,1,null,null,1,1,1,1,1,1,1,1,1,1,1,1,4,1,1,1,1,null,null,null,null,null,null,null,null,null,null,null,null,null,null,null,null,null,null,null,null,null,null,null,null,null,null,1,2,3,4,5,6,"1-6","1-4","1-4","5","5","6","6","1-6",null,"1-4","5-6",null," 1 - 2"," 1 - 2"," 1 - 2"," 3, 5 or 8"," 1 - 3"," 1 - 3",1,1,1,1,1,null,1,1,1,1,1,1,1,1,1,1,1,1,1,1]
["ACS800-U4-0210-2","R8",528,null,null,null,null,null,null,null,null,null,null,null,null,null,null,null,null,null,null,null,null,null,null,null,null,null,null,null,null,null,null,null,null,null,null,null,null,null,null,null,null,null,null,null,null,null,null,null,null,null,null,null,null,null,null,null,null,null,null,null,null,null,null,null,null,null,null,null,null,null,null,null,null,null,null,null,null,null,null,3,null,null,null,null,null,null,null,null,null,null,null,null,null,null,null,1,null,null,null,null,null,null,null,null,null,null,null,null,null,null,null,null,null,null,null,null,null,null,null,null,null,null,null,null,1,null,null,1,null,null,1,1,1,1,1,1,1,1,1,1,1,1,4,1,1,1,1,null,null,null,null,null,null,null,null,null,null,null,null,null,null,null,null,null,null,null,null,null,null,null,null,null,null,1,2,3,4,5,6,"1-6","1-4","1-4","5","5","6","6","1-6",null,"1-4","5-6",null," 1 - 2"," 1 - 2"," 1 - 2"," 3, 5 or 8"," 1 - 3"," 1 - 3",1,1,1,1,1,null,1,1,1,1,1,1,1,1,1,1,1,1,1,1]
["ACS800-U4-0230-2","R8",613,null,null,null,null,null,null,null,null,null,null,null,null,null,null,null,null,null,null,null,null,null,null,null,null,null,null,null,null,null,null,null,null,null,null,null,null,null,null,null,null,null,null,null,null,null,null,null,null,null,null,null,null,null,null,null,null,null,null,null,null,null,null,null,null,null,null,null,null,null,null,null,null,null,null,null,null,null,null,null,null,3,null,null,null,null,null,null,null,null,null,null,null,null,null,null,1,null,null,null,null,null,null,null,null,null,null,null,null,null,null,null,null,null,null,null,null,null,null,null,null,null,null,null,1,null,null,1,null,null,1,1,1,1,1,1,1,1,1,1,1,1,4,1,1,1,1,null,null,null,null,null,null,null,null,null,null,null,null,null,null,null,null,null,null,null,null,null,null,null,null,null,null,1,2,3,4,5,6,"1-6","1-4","1-4","5","5","6","6","1-6",null,"1-4","5-6",null," 1 - 2"," 1 - 2"," 1 - 2"," 3, 5 or 8"," 1 - 3"," 1 - 3",1,1,1,1,1,null,1,1,1,1,1,1,1,1,1,1,1,1,1,1]
["ACS800-U4-0260-2","R8",693,null,null,null,null,null,null,null,null,null,null,null,null,null,null,null,null,null,null,null,null,null,null,null,null,null,null,null,null,null,null,null,null,null,null,null,null,null,null,null,null,null,null,null,null,null,null,null,null,null,null,null,null,null,null,null,null,null,null,null,null,null,null,null,null,null,null,null,null,null,null,null,null,null,null,null,null,null,null,null,null,3,null,null,null,null,null,null,null,null,null,null,null,null,null,null,1,null,null,null,null,null,null,null,null,null,null,null,null,null,null,null,null,null,null,null,null,null,null,null,null,null,null,null,null,1,null,1,null,null,1,1,1,1,1,1,1,1,1,1,1,1,4,1,1,1,1,null,null,null,null,null,null,null,null,null,null,null,null,null,null,null,null,null,null,null,null,null,null,null,null,null,null,1,2,3,4,5,6,"1-6","1-4","1-4","5","5","6","6","1-6",null,"1-4","5-6",null," 1 - 2"," 1 - 2"," 1 - 2"," 3, 5 or 8"," 1 - 3"," 1 - 3",1,1,1,1,1,null,1,1,1,1,1,1,1,1,1,1,1,1,1,1]
["ACS800-U4-0300-2","R8",720,null,null,null,null,null,null,null,null,null,null,null,null,null,null,null,null,null,null,null,null,null,null,null,null,null,null,null,null,null,null,null,null,null,null,null,null,null,null,null,null,null,null,null,null,null,null,null,null,null,null,null,null,null,null,null,null,null,null,null,null,null,null,null,null,null,null,null,null,null,null,null,null,null,null,null,null,null,null,null,null,3,null,null,null,null,null,null,null,null,null,null,null,null,null,null,1,null,null,null,null,null,null,null,null,null,null,null,null,null,null,null,null,null,null,null,null,null,null,null,null,null,null,null,null,null,1,1,null,null,1,1,1,1,1,1,1,1,1,1,1,1,4,1,1,1,1,null,null,null,null,null,null,null,null,null,null,null,null,null,null,null,null,null,null,null,null,null,null,null,null,null,null,1,2,3,4,5,6,"1-6","1-4","1-4","5","5","6","6","1-6",null,"1-4","5-6",null," 1 - 2"," 1 - 2"," 1 - 2"," 3, 5 or 8"," 1 - 3"," 1 - 3",1,1,1,1,1,null,1,1,1,1,1,1,1,1,1,1,1,1,1,1]
[]
[]
["UN = 400 V (380, 400, 415 V)"]
["ACS800-U4-0003-3","R2",5.0999999999999996,"3x1,5+1,5","-",null,null,null,null,null,null,null,null,null,null,null,null,null,null,null,null,null,null,null,null,null,null,null,null,null,null,null,null,null,null,null,null,null,null,null,null,null,null,null,null,null,null,null,null,null,null,null,null,null,null,null,null,null,null,null,null,null,null,null,null,3,null,null,null,null,null,null,null,null,null,null,null,null,null,null,null,null,null,null,null,null,null,null,null,null,null,null,1,null,null,null,null,null,null,1,null,null,null,null,null,null,null,null,null,null,null,null,null,null,null,null,null,null,null,null,null,null,null,null,null,null,null,null,null,1,null,null,1,1,1,1,1,1,1,1,1,1,1,1,4,1,1,1,1,null,null,null,null,null,null,null,null,null,null,null,null,null,null,null,null,null,null,null,null,null,null,null,null,null,null,null,null,null,null,null,null,null,null,null,null,null,null,null,null,null,null,null,null," 1 - 2"," 1 - 2"," 1 - 2"," 3, 5 or 8"," 1 - 3"," 1 - 3",1,1,1,1,1,null,1,1,1,1,1,1,1,1,1,1,1,1,1,1]
["ACS800-U4-0004-3","R2",6.5,"3x1,5+1,5","-",null,null,null,null,null,null,null,null,null,null,null,null,null,null,null,null,null,null,null,null,null,null,null,null,null,null,null,null,null,null,null,null,null,null,null,null,null,null,null,null,null,null,null,null,null,null,null,null,null,null,null,null,null,null,null,null,null,null,null,null,3,null,null,null,null,null,null,null,null,null,null,null,null,null,null,null,null,null,null,null,null,null,null,null,null,null,null,1,null,null,null,null,null,null,1,null,null,null,null,null,null,null,null,null,null,null,null,null,null,null,null,null,null,null,null,null,null,null,null,null,null,null,null,null,1,null,null,1,1,1,1,1,1,1,1,1,1,1,1,4,1,1,1,1,null,null,null,null,null,null,null,null,null,null,null,null,null,null,null,null,null,null,null,null,null,null,null,null,null,null,null,null,null,null,null,null,null,null,null,null,null,null,null,null,null,null,null,null," 1 - 2"," 1 - 2"," 1 - 2"," 3, 5 or 8"," 1 - 3"," 1 - 3",1,1,1,1,1,null,1,1,1,1,1,1,1,1,1,1,1,1,1,1]
["ACS800-U4-0005-3","R2",8.5,"3x1,5+1,5","-",null,null,null,null,null,null,null,null,null,null,null,null,null,null,null,null,null,null,null,null,null,null,null,null,null,null,null,null,null,null,null,null,null,null,null,null,null,null,null,null,null,null,null,null,null,null,null,null,null,null,null,null,null,null,null,null,null,null,null,null,3,null,null,null,null,null,null,null,null,null,null,null,null,null,null,null,null,null,null,null,null,null,null,null,null,null,null,1,null,null,null,null,null,null,1,null,null,null,null,null,null,null,null,null,null,null,null,null,null,null,null,null,null,null,null,null,null,null,null,null,null,null,null,null,1,null,null,1,1,1,1,1,1,1,1,1,1,1,1,4,1,1,1,1,null,null,null,null,null,null,null,null,null,null,null,null,null,null,null,null,null,null,null,null,null,null,null,null,null,null,null,null,null,null,null,null,null,null,null,null,null,null,null,null,null,null,null,null," 1 - 2"," 1 - 2"," 1 - 2"," 3, 5 or 8"," 1 - 3"," 1 - 3",1,1,1,1,1,null,1,1,1,1,1,1,1,1,1,1,1,1,1,1]
["ACS800-U4-0006-3","R2",10.9,"3x2,5+2,5","-",null,null,null,null,null,null,null,null,null,null,null,null,null,null,null,null,null,null,null,null,null,null,null,null,null,null,null,null,null,null,null,null,null,null,null,null,null,null,null,null,null,null,null,null,null,null,null,null,null,null,null,null,null,null,null,null,null,null,null,null,null,3,null,null,null,null,null,null,null,null,null,null,null,null,null,null,null,null,null,null,null,null,null,null,null,null,null,1,null,null,null,null,null,null,1,null,null,null,null,null,null,null,null,null,null,null,null,null,null,null,null,null,null,null,null,null,null,null,null,null,null,null,null,null,1,null,null,1,1,1,1,1,1,1,1,1,1,1,1,4,1,1,1,1,null,null,null,null,null,null,null,null,null,null,null,null,null,null,null,null,null,null,null,null,null,null,null,null,null,null,null,null,null,null,null,null,null,null,null,null,null,null,null,null,null,null,null,null," 1 - 2"," 1 - 2"," 1 - 2"," 3, 5 or 8"," 1 - 3"," 1 - 3",1,1,1,1,1,null,1,1,1,1,1,1,1,1,1,1,1,1,1,1]
["ACS800-U4-0009-3","R2",13.9,"3x2,5+2,5","-",null,null,null,null,null,null,null,null,null,null,null,null,null,null,null,null,null,null,null,null,null,null,null,null,null,null,null,null,null,null,null,null,null,null,null,null,null,null,null,null,null,null,null,null,null,null,null,null,null,null,null,null,null,null,null,null,null,null,null,null,null,3,null,null,null,null,null,null,null,null,null,null,null,null,null,null,null,null,null,null,null,null,null,null,null,null,null,1,null,null,null,null,null,null,1,null,null,null,null,null,null,null,null,null,null,null,null,null,null,null,null,null,null,null,null,null,null,null,null,null,null,null,null,null,1,null,null,1,1,1,1,1,1,1,1,1,1,1,1,4,1,1,1,1,null,null,null,null,null,null,null,null,null,null,null,null,null,null,null,null,null,null,null,null,null,null,null,null,null,null,null,null,null,null,null,null,null,null,null,null,null,null,null,null,null,null,null,null," 1 - 2"," 1 - 2"," 1 - 2"," 3, 5 or 8"," 1 - 3"," 1 - 3",1,1,1,1,1,null,1,1,1,1,1,1,1,1,1,1,1,1,1,1]
["ACS800-U4-0011-3","R3",19,"3x4+4","-",null,null,null,null,null,null,null,null,null,null,null,null,null,null,null,null,null,null,null,null,null,null,null,null,null,null,null,null,null,null,null,null,null,null,null,null,null,null,null,null,null,null,null,null,null,null,null,null,null,null,null,null,null,null,null,null,null,null,null,null,null,null,3,null,null,null,null,null,null,null,null,null,null,null,null,null,null,null,null,null,null,null,null,null,null,null,null,1,null,null,null,null,null,null,1,null,null,null,null,null,null,null,null,null,null,null,null,null,null,null,null,null,null,null,null,null,null,null,null,null,null,null,null,null,1,null,null,1,1,1,1,1,1,1,1,1,1,1,1,4,1,1,1,1,null,null,null,null,null,null,null,null,null,null,null,null,null,null,null,null,null,null,null,null,null,null,null,null,null,null,null,null,null,null,null,null,null,null,null,null,null,null,null,null,null,null,null,null," 1 - 2"," 1 - 2"," 1 - 2"," 3, 5 or 8"," 1 - 3"," 1 - 3",1,1,1,1,1,null,1,1,1,1,1,1,1,1,1,1,1,1,1,1]
["ACS800-U4-0016-3","R3",25,"3x4+4","-",null,null,null,null,null,null,null,null,null,null,null,null,null,null,null,null,null,null,null,null,null,null,null,null,null,null,null,null,null,null,null,null,null,null,null,null,null,null,null,null,null,null,null,null,null,null,null,null,null,null,null,null,null,null,null,null,null,null,null,null,null,null,null,3,null,null,null,null,null,null,null,null,null,null,null,null,null,null,null,null,null,null,null,null,null,null,null,1,null,null,null,null,null,null,null,null,1,null,null,null,null,null,null,null,null,null,null,null,null,null,null,null,null,null,null,null,null,null,null,null,null,null,null,null,1,null,null,1,1,1,1,1,1,1,1,1,1,1,1,4,1,1,1,1,null,null,null,null,null,null,null,null,null,null,null,null,null,null,null,null,null,null,null,null,null,null,null,null,null,null,null,null,null,null,null,null,null,null,null,null,null,null,null,null,null,null,null,null," 1 - 2"," 1 - 2"," 1 - 2"," 3, 5 or 8"," 1 - 3"," 1 - 3",1,1,1,1,1,null,1,1,1,1,1,1,1,1,1,1,1,1,1,1]
["ACS800-U4-0020-3","R3",34,"3x10+10","-",null,null,null,null,null,null,null,null,null,null,null,null,null,null,null,null,null,null,null,null,null,null,null,null,null,null,null,null,null,null,null,null,null,null,null,null,null,null,null,null,null,null,null,null,null,null,null,null,null,null,null,null,null,null,null,null,null,null,null,null,null,null,null,null,3,null,null,null,null,null,null,null,null,null,null,null,null,null,null,null,null,null,null,null,null,null,null,null,1,null,null,null,null,null,null,null,null,null,null,null,1,null,null,null,null,null,null,null,null,null,null,null,null,null,null,null,null,null,null,null,null,null,null,null,1,null,null,1,1,1,1,1,1,1,1,1,1,1,1,4,1,1,1,1,null,null,null,null,null,null,null,null,null,null,null,null,null,null,null,null,null,null,null,null,null,null,null,null,null,null,null,null,null,null,null,null,null,null,null,null,null,null,null,null,null,null,null,null," 1 - 2"," 1 - 2"," 1 - 2"," 3, 5 or 8"," 1 - 3"," 1 - 3",1,1,1,1,1,null,1,1,1,1,1,1,1,1,1,1,1,1,1,1]
["ACS800-U4-0023-3",null,40,"3x10+10","-",null,null,null,null,null,null,null,null,null,null,null,null,null,null,null,null,null,null,null,null,null,null,null,null,null,null,null,null,null,null,null,null,null,null,null,null,null,null,null,null,null,null,null,null,null,null,null,null,null,null,null,null,null,null,null,null,null,null,null,null,null,null,null,null,null,3,null,null,null,null,null,null,null,null,null,null,null,null,null,null,null,null,null,null,null,null,null,null,1,null,null,null,null,null,null,null,null,null,null,null,1,null,null,null,null,null,null,null,null,null,null,null,null,null,null,null,null,null,null,null,null,null,null,null,1,null,null,1,1,1,1,1,1,1,1,1,1,1,1,4,1,1,1,1,null,null,null,null,null,null,null,null,null,null,null,null,null,null,null,null,null,null,null,null,null,null,null,null,null,null,null,null,null,null,null,null,null,null,null,null,null,null,null,null,null,null,null,null," 1 - 2"," 1 - 2"," 1 - 2"," 3, 5 or 8"," 1 - 3"," 1 - 3",1,1,1,1,1,null,1,1,1,1,1,1,1,1,1,1,1,1,1,1]
["ACS800-U4-0025-3","R4",44,"3x10+10","3x16+10Cu",null,null,null,null,null,null,null,null,null,null,null,null,null,null,null,null,null,null,null,null,null,null,null,null,null,null,null,null,null,null,null,null,null,null,null,null,null,null,null,null,null,null,null,null,null,null,null,null,null,null,null,null,null,null,null,null,null,null,null,null,null,null,null,null,null,3,null,null,null,null,null,null,null,null,null,null,null,null,null,null,null,null,null,null,null,null,null,null,1,null,null,null,null,null,null,null,null,null,null,null,null,null,1,null,null,null,null,null,null,null,null,null,null,null,null,null,null,null,null,null,null,null,null,null,1,null,null,1,1,1,1,1,1,1,1,1,1,1,1,4,1,1,1,1,null,null,null,null,null,null,null,null,null,null,null,null,null,null,null,null,null,null,null,null,null,null,null,null,null,null,null,null,null,null,null,null,null,null,null,null,null,null,null,null,null,null,null,null," 1 - 2"," 1 - 2"," 1 - 2"," 3, 5 or 8"," 1 - 3"," 1 - 3",1,1,1,1,1,null,1,1,1,1,1,1,1,1,1,1,1,1,1,1]
["ACS800-U4-0030-3","R4",55,"3x16+16","3x25+16Cu",null,null,null,null,null,null,null,null,null,null,null,null,null,null,null,null,null,null,null,null,null,null,null,null,null,null,null,null,null,null,null,null,null,null,null,null,null,null,null,null,null,null,null,null,null,null,null,null,null,null,null,null,null,null,null,null,null,null,null,null,null,null,null,null,null,null,3,null,null,null,null,null,null,null,null,null,null,null,null,null,null,null,null,null,null,null,null,null,1,null,null,null,null,null,null,null,null,null,null,null,null,null,1,null,null,null,null,null,null,null,null,null,null,null,null,null,null,null,null,null,null,null,null,null,1,null,null,1,1,1,1,1,1,1,1,1,1,1,1,4,1,1,1,1,null,null,null,null,null,null,null,null,null,null,null,null,null,null,null,null,null,null,null,null,null,null,null,null,null,null,null,null,null,null,null,null,null,null,null,null,null,null,null,null,null,null,null,null," 1 - 2"," 1 - 2"," 1 - 2"," 3, 5 or 8"," 1 - 3"," 1 - 3",1,1,1,1,1,null,1,1,1,1,1,1,1,1,1,1,1,1,1,1]
["ACS800-U4-0035-3",null,59,"3x16+16","3x25+16Cu",null,null,null,null,null,null,null,null,null,null,null,null,null,null,null,null,null,null,null,null,null,null,null,null,null,null,null,null,null,null,null,null,null,null,null,null,null,null,null,null,null,null,null,null,null,null,null,null,null,null,null,null,null,null,null,null,null,null,null,null,null,null,null,null,null,null,3,null,null,null,null,null,null,null,null,null,null,null,null,null,null,null,null,null,null,null,null,null,1,null,null,null,null,null,null,null,null,null,null,null,null,null,null,null,1,null,null,null,null,null,null,null,null,null,null,null,null,null,null,null,null,null,null,null,1,null,null,1,1,1,1,1,1,1,1,1,1,1,1,4,1,1,1,1,null,null,null,null,null,null,null,null,null,null,null,null,null,null,null,null,null,null,null,null,null,null,null,null,null,null,null,null,null,null,null,null,null,null,null,null,null,null,null,null,null,null,null,null," 1 - 2"," 1 - 2"," 1 - 2"," 3, 5 or 8"," 1 - 3"," 1 - 3",1,1,1,1,1,null,1,1,1,1,1,1,1,1,1,1,1,1,1,1]
["ACS800-U4-0040-3","R5",72,"3x25+16","3x50+16Cu",null,null,null,null,null,null,null,null,null,null,null,null,null,null,null,null,null,null,null,null,null,null,null,null,null,null,null,null,null,null,null,null,null,null,null,null,null,null,null,null,null,null,null,null,null,null,null,null,null,null,null,null,null,null,null,null,null,null,null,null,null,null,null,null,null,null,null,3,null,null,null,null,null,null,null,null,null,null,null,null,null,null,null,null,null,null,null,null,null,1,null,null,null,null,null,null,null,null,null,null,null,null,null,null,null,null,1,null,null,null,null,null,null,null,null,null,null,null,null,null,null,null,null,null,1,null,null,1,1,1,1,1,1,1,1,1,1,1,1,4,1,1,1,1,null,null,null,null,null,null,null,null,null,null,null,null,null,null,null,null,null,null,null,null,null,null,null,null,null,null,null,null,null,null,null,null,null,null,null,null,null,null,null,null,null,null,null,null," 1 - 2"," 1 - 2"," 1 - 2"," 3, 5 or 8"," 1 - 3"," 1 - 3",1,1,1,1,1,null,1,1,1,1,1,1,1,1,1,1,1,1,1,1]
["ACS800-U4-0050-3","R5",86,"3x35+16","3x50+16Cu",null,null,null,null,null,null,null,null,null,null,null,null,null,null,null,null,null,null,null,null,null,null,null,null,null,null,null,null,null,null,null,null,null,null,null,null,null,null,null,null,null,null,null,null,null,null,null,null,null,null,null,null,null,null,null,null,null,null,null,null,null,null,null,null,null,null,null,null,3,null,null,null,null,null,null,null,null,null,null,null,null,null,null,null,null,null,null,null,null,1,null,null,null,null,null,null,null,null,null,null,null,null,null,null,null,null,1,null,null,null,null,null,null,null,null,null,null,null,null,null,null,null,null,null,1,null,null,1,1,1,1,1,1,1,1,1,1,1,1,4,1,1,1,1,null,null,null,null,null,null,null,null,null,null,null,null,null,null,null,null,null,null,null,null,null,null,null,null,null,null,null,null,null,null,null,null,null,null,null,null,null,null,null,null,null,null,null,null," 1 - 2"," 1 - 2"," 1 - 2"," 3, 5 or 8"," 1 - 3"," 1 - 3",1,1,1,1,1,null,1,1,1,1,1,1,1,1,1,1,1,1,1,1]
["ACS800-U4-0060-3","R5",103,"3x50+25","3x70+21Cu",null,null,null,null,null,null,null,null,null,null,null,null,null,null,null,null,null,null,null,null,null,null,null,null,null,null,null,null,null,null,null,null,null,null,null,null,null,null,null,null,null,null,null,null,null,null,null,null,null,null,null,null,null,null,null,null,null,null,null,null,null,null,null,null,null,null,null,null,null,3,null,null,null,null,null,null,null,null,null,null,null,null,null,null,null,null,null,null,null,null,1,null,null,null,null,null,null,null,null,null,null,null,null,null,null,null,null,null,1,null,null,null,null,null,null,null,null,null,null,null,null,null,null,null,1,null,null,1,1,1,1,1,1,1,1,1,1,1,1,4,1,1,1,1,null,null,null,null,null,null,null,null,null,null,null,null,null,null,null,null,null,null,null,null,null,null,null,null,null,null,null,null,null,null,null,null,null,null,null,null,null,null,null,null,null,null,null,null," 1 - 2"," 1 - 2"," 1 - 2"," 3, 5 or 8"," 1 - 3"," 1 - 3",1,1,1,1,1,null,1,1,1,1,1,1,1,1,1,1,1,1,1,1]
["ACS800-U4-0070-3","R6",141,"3x70+35","3x120+41Cu",null,null,null,null,null,null,null,null,null,null,null,null,null,null,null,null,null,null,null,null,null,null,null,null,null,null,null,null,null,null,null,null,null,null,null,null,null,null,null,null,null,null,null,null,null,null,null,null,null,null,null,null,null,null,null,null,null,null,null,null,null,null,null,null,null,null,null,null,null,null,3,null,null,null,null,null,null,null,null,null,null,null,null,null,null,null,null,null,null,null,1,null,null,null,null,null,null,null,null,null,null,null,null,null,null,null,null,null,null,null,1,null,null,null,null,null,null,null,null,null,null,null,null,null,1,null,null,1,1,1,1,1,1,1,1,1,1,1,1,4,1,1,1,1,null,null,null,null,null,null,null,null,null,null,null,null,null,null,null,null,null,null,null,null,null,null,null,null,null,null,1,2,3,4,5,6,"1-6","1-4","1-4","5","5","6","6","1-6",null,"1-4","5-6",null," 1 - 2"," 1 - 2"," 1 - 2"," 3, 5 or 8"," 1 - 3"," 1 - 3",1,1,1,1,1,null,1,1,1,1,1,1,1,1,1,1,1,1,1,1]
["ACS800-U4-0100-3","R6",166,"3x95+50","3x150+50Cu",null,null,null,null,null,null,null,null,null,null,null,null,null,null,null,null,null,null,null,null,null,null,null,null,null,null,null,null,null,null,null,null,null,null,null,null,null,null,null,null,null,null,null,null,null,null,null,null,null,null,null,null,null,null,null,null,null,null,null,null,null,null,null,null,null,null,null,null,null,null,3,null,null,null,null,null,null,null,null,null,null,null,null,null,null,null,null,null,null,null,1,null,null,null,null,null,null,null,null,null,null,null,null,null,null,null,null,null,null,null,null,null,1,null,null,null,null,null,null,null,null,null,null,null,1,null,null,1,1,1,1,1,1,1,1,1,1,1,1,4,1,1,1,1,null,null,null,null,null,null,null,null,null,null,null,null,null,null,null,null,null,null,null,null,null,null,null,null,null,null,1,2,3,4,5,6,"1-6","1-4","1-4","5","5","6","6","1-6",null,"1-4","5-6",null," 1 - 2"," 1 - 2"," 1 - 2"," 3, 5 or 8"," 1 - 3"," 1 - 3",1,1,1,1,1,null,1,1,1,1,1,1,1,1,1,1,1,1,1,1]
["ACS800-U4-0120-3","R6",202,"3x120+70","3x185+57Cu",null,null,null,null,null,null,null,null,null,null,null,null,null,null,null,null,null,null,null,null,null,null,null,null,null,null,null,null,null,null,null,null,null,null,null,null,null,null,null,null,null,null,null,null,null,null,null,null,null,null,null,null,null,null,null,null,null,null,null,null,null,null,null,null,null,null,null,null,null,null,null,null,3,null,null,null,null,null,null,null,null,null,null,null,null,null,null,null,null,null,null,1,null,null,null,null,null,null,null,null,null,null,null,null,null,null,null,null,null,null,null,null,1,null,null,null,null,null,null,null,null,null,null,null,1,null,null,1,1,1,1,1,1,1,1,1,1,1,1,4,1,1,1,1,null,null,null,null,null,null,null,null,null,null,null,null,null,null,null,null,null,null,null,null,null,null,null,null,null,null,1,2,3,4,5,6,"1-6","1-4","1-4","5","5","6","6","1-6",null,"1-4","5-6",null," 1 - 2"," 1 - 2"," 1 - 2"," 3, 5 or 8"," 1 - 3"," 1 - 3",1,1,1,1,1,null,1,1,1,1,1,1,1,1,1,1,1,1,1,1]
["ACS800-U4-0130-3",null,225,"3x120+70","3x185+57Cu",null,null,null,null,null,null,null,null,null,null,null,null,null,null,null,null,null,null,null,null,null,null,null,null,null,null,null,null,null,null,null,null,null,null,null,null,null,null,null,null,null,null,null,null,null,null,null,null,null,null,null,null,null,null,null,null,null,null,null,null,null,null,null,null,null,null,null,null,null,null,null,null,3,null,null,null,null,null,null,null,null,null,null,null,null,null,null,null,null,null,null,1,null,null,null,null,null,null,null,null,null,null,null,null,null,null,null,null,null,null,null,null,1,null,null,null,null,null,null,null,null,null,null,null,1,null,null,1,1,1,1,1,1,1,1,1,1,1,1,4,1,1,1,1,null,null,null,null,null,null,null,null,null,null,null,null,null,null,null,null,null,null,null,null,null,null,null,null,null,null,1,2,3,4,5,6,"1-6","1-4","1-4","5","5","6","6","1-6",null,"1-4","5-6",null," 1 - 2"," 1 - 2"," 1 - 2"," 3, 5 or 8"," 1 - 3"," 1 - 3",1,1,1,1,1,null,1,1,1,1,1,1,1,1,1,1,1,1,1,1]
["ACS800-U4-0140-3","R7",206,"3x185+95","3x240+95Cu",null,null,null,null,null,null,null,null,null,null,null,null,null,null,null,null,null,null,null,null,null,null,null,null,null,null,null,null,null,null,null,null,null,null,null,null,null,null,null,null,null,null,null,null,null,null,null,null,null,null,null,null,null,null,null,null,null,null,null,null,null,null,null,null,null,null,null,null,null,null,null,null,"3",null,null,null,null,null,null,null,null,null,null,null,null,null,null,null,null,null,null,1,null,null,null,null,null,null,null,null,null,null,null,null,null,null,null,null,null,null,null,null,1,1,null,null,null,null,null,null,null,null,null,null,1,null,null,1,1,1,1,1,1,1,1,1,1,1,1,4,1,1,1,1,null,null,null,null,null,null,null,null,null,null,null,null,null,null,null,null,null,null,null,null,null,null,null,null,null,null,1,2,3,4,5,6,"1-6","1-4","1-4","5","5","6","6","1-6",null,"1-4","5-6",null," 1 - 2"," 1 - 2"," 1 - 2"," 3, 5 or 8"," 1 - 3"," 1 - 3",1,1,1,1,1,null,1,1,1,1,1,1,1,1,1,1,1,1,1,1]
["ACS800-U4-0170-3","R7",248,"3x240+120","2x(3x120+50Cu)",null,null,null,null,null,null,null,null,null,null,null,null,null,null,null,null,null,null,null,null,null,null,null,null,null,null,null,null,null,null,null,null,null,null,null,null,null,null,null,null,null,null,null,null,null,null,null,null,null,null,null,null,null,null,null,null,null,null,null,null,null,null,null,null,null,null,null,null,null,null,null,null,"3",null,null,null,null,null,null,null,null,null,null,null,null,null,null,null,null,null,null,1,null,null,null,null,null,null,null,null,null,null,null,null,null,null,null,null,null,null,null,null,null,null,1,1,null,null,null,null,null,null,null,null,1,null,null,1,1,1,1,1,1,1,1,1,1,1,1,4,1,1,1,1,null,null,null,null,null,null,null,null,null,null,null,null,null,null,null,null,null,null,null,null,null,null,null,null,null,null,1,2,3,4,5,6,"1-6","1-4","1-4","5","5","6","6","1-6",null,"1-4","5-6",null," 1 - 2"," 1 - 2"," 1 - 2"," 3, 5 or 8"," 1 - 3"," 1 - 3",1,1,1,1,1,null,1,1,1,1,1,1,1,1,1,1,1,1,1,1]
["ACS800-U4-0210-3","R7",289,"2x(3x95+50)","2x(3x150+50Cu)",null,null,null,null,null,null,null,null,null,null,null,null,null,null,null,null,null,null,null,null,null,null,null,null,null,null,null,null,null,null,null,null,null,null,null,null,null,null,null,null,null,null,null,null,null,null,null,null,null,null,null,null,null,null,null,null,null,null,null,null,null,null,null,null,null,null,null,null,null,null,null,null,null,"3",null,null,null,null,null,null,null,null,null,null,null,null,null,null,null,null,null,1,null,null,null,null,null,null,null,null,null,null,null,null,null,null,null,null,null,null,null,null,null,null,null,null,1,1,null,null,null,null,null,null,1,null,null,1,1,1,1,1,1,1,1,1,1,1,1,4,1,1,1,1,null,null,null,null,null,null,null,null,null,null,null,null,null,null,null,null,null,null,null,null,null,null,null,null,null,null,1,2,3,4,5,6,"1-6","1-4","1-4","5","5","6","6","1-6",null,"1-4","5-6",null," 1 - 2"," 1 - 2"," 1 - 2"," 3, 5 or 8"," 1 - 3"," 1 - 3",1,1,1,1,1,null,1,1,1,1,1,1,1,1,1,1,1,1,1,1]
["ACS800-U4-0260-3","R8",445,"2x(3x150+95)","2x(3x240+95Cu)",null,null,null,null,null,null,null,null,null,null,null,null,null,null,null,null,null,null,null,null,null,null,null,null,null,null,null,null,null,null,null,null,null,null,null,null,null,null,null,null,null,null,null,null,null,null,null,null,null,null,null,null,null,null,null,null,null,null,null,null,null,null,null,null,null,null,null,null,null,null,null,null,null,null,null,"3",null,null,null,null,null,null,null,null,null,null,null,null,null,null,null,null,1,null,null,null,null,null,null,null,null,null,null,null,null,null,null,null,null,null,null,null,null,null,null,null,null,null,null,null,1,null,null,null,1,null,null,1,1,1,1,1,1,1,1,1,1,1,1,4,1,1,1,1,null,null,null,null,null,null,null,null,null,null,null,null,null,null,null,null,null,null,null,null,null,null,null,null,null,null,1,2,3,4,5,6,"1-6","1-4","1-4","5","5","6","6","1-6",null,"1-4","5-6",null," 1 - 2"," 1 - 2"," 1 - 2"," 3, 5 or 8"," 1 - 3"," 1 - 3",1,1,1,1,1,null,1,1,1,1,1,1,1,1,1,1,1,1,1,1]
["ACS800-U4-0320-3","R8",521,"2x(3x240+120)","3x(3x150+50Cu) ",null,null,null,null,null,null,null,null,null,null,null,null,null,null,null,null,null,null,null,null,null,null,null,null,null,null,null,null,null,null,null,null,null,null,null,null,null,null,null,null,null,null,null,null,null,null,null,null,null,null,null,null,null,null,null,null,null,null,null,null,null,null,null,null,null,null,null,null,null,null,null,null,null,null,null,null,"3",null,null,null,null,null,null,null,null,null,null,null,null,null,null,null,1,null,null,null,null,null,null,null,null,null,null,null,null,null,null,null,null,null,null,null,null,null,null,null,null,null,null,null,null,1,null,null,1,null,null,1,1,1,1,1,1,1,1,1,1,1,1,4,1,1,1,1,null,null,null,null,null,null,null,null,null,null,null,null,null,null,null,null,null,null,null,null,null,null,null,null,null,null,1,2,3,4,5,6,"1-6","1-4","1-4","5","5","6","6","1-6",null,"1-4","5-6",null," 1 - 2"," 1 - 2"," 1 - 2"," 3, 5 or 8"," 1 - 3"," 1 - 3",1,1,1,1,2,null,1,1,1,1,1,1,1,1,1,1,1,1,1,1]
["ACS800-U4-0400-3","R8",602,"3x(3x150+95)","3x(3x240+95Cu)",null,null,null,null,null,null,null,null,null,null,null,null,null,null,null,null,null,null,null,null,null,null,null,null,null,null,null,null,null,null,null,null,null,null,null,null,null,null,null,null,null,null,null,null,null,null,null,null,null,null,null,null,null,null,null,null,null,null,null,null,null,null,null,null,null,null,null,null,null,null,null,null,null,null,null,null,null,"3",null,null,null,null,null,null,null,null,null,null,null,null,null,null,null,1,null,null,null,null,null,null,null,null,null,null,null,null,null,null,null,null,null,null,null,null,null,null,null,null,null,null,null,null,1,null,1,null,null,1,1,1,1,1,1,1,1,1,1,1,1,4,1,1,1,1,null,null,null,null,null,null,null,null,null,null,null,null,null,null,null,null,null,null,null,null,null,null,null,null,null,null,1,2,3,4,5,6,"1-6","1-4","1-4","5","5","6","6","1-6",null,"1-4","5-6",null," 1 - 2"," 1 - 2"," 1 - 2"," 3, 5 or 8"," 1 - 3"," 1 - 3",1,1,1,1,2,null,1,1,1,1,1,1,1,1,1,1,1,1,1,1]
["ACS800-U4-0440-3","R8",693,"3x(3x185+95)","3x(3x240+95Cu)",null,null,null,null,null,null,null,null,null,null,null,null,null,null,null,null,null,null,null,null,null,null,null,null,null,null,null,null,null,null,null,null,null,null,null,null,null,null,null,null,null,null,null,null,null,null,null,null,null,null,null,null,null,null,null,null,null,null,null,null,null,null,null,null,null,null,null,null,null,null,null,null,null,null,null,null,null,"3",null,null,null,null,null,null,null,null,null,null,null,null,null,null,null,1,null,null,null,null,null,null,null,null,null,null,null,null,null,null,null,null,null,null,null,null,null,null,null,null,null,null,null,null,1,null,1,null,null,1,1,1,1,1,1,1,1,1,1,1,1,4,1,1,1,1,null,null,null,null,null,null,null,null,null,null,null,null,null,null,null,null,null,null,null,null,null,null,null,null,null,null,1,2,3,4,5,6,"1-6","1-4","1-4","5","5","6","6","1-6",null,"1-4","5-6",null," 1 - 2"," 1 - 2"," 1 - 2"," 3, 5 or 8"," 1 - 3"," 1 - 3",1,1,1,1,2,null,1,1,1,1,1,1,1,1,1,1,1,1,1,1]
["ACS800-U4-0490-3","R8",720,"3x(3x185+95)","3x(3x240+95Cu)",null,null,null,null,null,null,null,null,null,null,null,null,null,null,null,null,null,null,null,null,null,null,null,null,null,null,null,null,null,null,null,null,null,null,null,null,null,null,null,null,null,null,null,null,null,null,null,null,null,null,null,null,null,null,null,null,null,null,null,null,null,null,null,null,null,null,null,null,null,null,null,null,null,null,null,null,null,null,3,null,null,null,null,null,null,null,null,null,null,null,null,null,null,1,null,null,null,null,null,null,null,null,null,null,null,null,null,null,null,null,null,null,null,null,null,null,null,null,null,null,null,null,null,1,1,null,null,1,1,1,1,1,1,1,1,1,1,1,1,4,1,1,1,1,null,null,null,null,null,null,null,null,null,null,null,null,null,null,null,null,null,null,null,null,null,null,null,null,null,null,1,2,3,4,5,6,"1-6","1-4","1-4","5","5","6","6","1-6",null,"1-4","5-6",null," 1 - 2"," 1 - 2"," 1 - 2"," 3, 5 or 8"," 1 - 3"," 1 - 3",1,1,1,1,2,null,1,1,1,1,1,1,1,1,1,1,1,1,1,1]
["UN = 500 V (440, 460, 480 and 500 V)"]
["ACS800-U4-0004-5","R2",4.9000000000000004,"3x1,5+1,5","-",null,null,null,null,null,null,null,null,null,null,null,null,null,null,null,null,null,null,null,null,null,null,null,null,null,null,null,null,null,null,null,null,null,null,null,null,null,null,null,null,null,null,null,null,null,null,null,null,null,null,null,null,null,null,null,null,null,null,null,null,3,null,null,null,null,null,null,null,null,null,null,null,null,null,null,null,null,null,null,null,null,null,null,null,null,null,null,1,null,null,null,null,null,null,1,null,null,null,null,null,null,null,null,null,null,null,null,null,null,null,null,null,null,null,null,null,null,null,null,null,null,null,null,null,1,null,null,1,1,1,1,1,1,1,1,1,1,1,1,4,1,1,1,1,null,null,null,null,null,null,null,null,null,null,null,null,null,null,null,null,null,null,null,null,null,null,null,null,null,null,null,null,null,null,null,null,null,null,null,null,null,null,null,null,null,null,null,null," 1 - 2"," 1 - 2"," 1 - 2"," 3, 5 or 8"," 1 - 3"," 1 - 3",1,1,1,1,1,null,1,1,1,1,1,1,1,1,1,1,1,1,1,1]
["ACS800-U4-0005-5","R2",6.2,"3x1,5+1,5","-",null,null,null,null,null,null,null,null,null,null,null,null,null,null,null,null,null,null,null,null,null,null,null,null,null,null,null,null,null,null,null,null,null,null,null,null,null,null,null,null,null,null,null,null,null,null,null,null,null,null,null,null,null,null,null,null,null,null,null,null,3,null,null,null,null,null,null,null,null,null,null,null,null,null,null,null,null,null,null,null,null,null,null,null,null,null,null,1,null,null,null,null,null,null,1,null,null,null,null,null,null,null,null,null,null,null,null,null,null,null,null,null,null,null,null,null,null,null,null,null,null,null,null,null,1,null,null,1,1,1,1,1,1,1,1,1,1,1,1,4,1,1,1,1,null,null,null,null,null,null,null,null,null,null,null,null,null,null,null,null,null,null,null,null,null,null,null,null,null,null,null,null,null,null,null,null,null,null,null,null,null,null,null,null,null,null,null,null," 1 - 2"," 1 - 2"," 1 - 2"," 3, 5 or 8"," 1 - 3"," 1 - 3",1,1,1,1,1,null,1,1,1,1,1,1,1,1,1,1,1,1,1,1]
["ACS800-U4-0006-5","R2",8.1,"3x1,5+1,5","-",null,null,null,null,null,null,null,null,null,null,null,null,null,null,null,null,null,null,null,null,null,null,null,null,null,null,null,null,null,null,null,null,null,null,null,null,null,null,null,null,null,null,null,null,null,null,null,null,null,null,null,null,null,null,null,null,null,null,null,null,3,null,null,null,null,null,null,null,null,null,null,null,null,null,null,null,null,null,null,null,null,null,null,null,null,null,null,1,null,null,null,null,null,null,1,null,null,null,null,null,null,null,null,null,null,null,null,null,null,null,null,null,null,null,null,null,null,null,null,null,null,null,null,null,1,null,null,1,1,1,1,1,1,1,1,1,1,1,1,4,1,1,1,1,null,null,null,null,null,null,null,null,null,null,null,null,null,null,null,null,null,null,null,null,null,null,null,null,null,null,null,null,null,null,null,null,null,null,null,null,null,null,null,null,null,null,null,null," 1 - 2"," 1 - 2"," 1 - 2"," 3, 5 or 8"," 1 - 3"," 1 - 3",1,1,1,1,1,null,1,1,1,1,1,1,1,1,1,1,1,1,1,1]
["ACS800-U4-0009-5","R2",10.5,"3x2,5+2,5","-",null,null,null,null,null,null,null,null,null,null,null,null,null,null,null,null,null,null,null,null,null,null,null,null,null,null,null,null,null,null,null,null,null,null,null,null,null,null,null,null,null,null,null,null,null,null,null,null,null,null,null,null,null,null,null,null,null,null,null,null,null,3,null,null,null,null,null,null,null,null,null,null,null,null,null,null,null,null,null,null,null,null,null,null,null,null,null,1,null,null,null,null,null,null,1,null,null,null,null,null,null,null,null,null,null,null,null,null,null,null,null,null,null,null,null,null,null,null,null,null,null,null,null,null,1,null,null,1,1,1,1,1,1,1,1,1,1,1,1,4,1,1,1,1,null,null,null,null,null,null,null,null,null,null,null,null,null,null,null,null,null,null,null,null,null,null,null,null,null,null,null,null,null,null,null,null,null,null,null,null,null,null,null,null,null,null,null,null," 1 - 2"," 1 - 2"," 1 - 2"," 3, 5 or 8"," 1 - 3"," 1 - 3",1,1,1,1,1,null,1,1,1,1,1,1,1,1,1,1,1,1,1,1]
["ACS800-U4-0011-5","R2",13.2,"3x2,5+2,5","-",null,null,null,null,null,null,null,null,null,null,null,null,null,null,null,null,null,null,null,null,null,null,null,null,null,null,null,null,null,null,null,null,null,null,null,null,null,null,null,null,null,null,null,null,null,null,null,null,null,null,null,null,null,null,null,null,null,null,null,null,null,3,null,null,null,null,null,null,null,null,null,null,null,null,null,null,null,null,null,null,null,null,null,null,null,null,null,1,null,null,null,null,null,null,1,null,null,null,null,null,null,null,null,null,null,null,null,null,null,null,null,null,null,null,null,null,null,null,null,null,null,null,null,null,1,null,null,1,1,1,1,1,1,1,1,1,1,1,1,4,1,1,1,1,null,null,null,null,null,null,null,null,null,null,null,null,null,null,null,null,null,null,null,null,null,null,null,null,null,null,null,null,null,null,null,null,null,null,null,null,null,null,null,null,null,null,null,null," 1 - 2"," 1 - 2"," 1 - 2"," 3, 5 or 8"," 1 - 3"," 1 - 3",1,1,1,1,1,null,1,1,1,1,1,1,1,1,1,1,1,1,1,1]
["ACS800-U4-0016-5","R3",19,"3x4+4","-",null,null,null,null,null,null,null,null,null,null,null,null,null,null,null,null,null,null,null,null,null,null,null,null,null,null,null,null,null,null,null,null,null,null,null,null,null,null,null,null,null,null,null,null,null,null,null,null,null,null,null,null,null,null,null,null,null,null,null,null,null,null,3,null,null,null,null,null,null,null,null,null,null,null,null,null,null,null,null,null,null,null,null,null,null,null,null,1,null,null,null,null,null,null,1,null,null,null,null,null,null,null,null,null,null,null,null,null,null,null,null,null,null,null,null,null,null,null,null,null,null,null,null,null,1,null,null,1,1,1,1,1,1,1,1,1,1,1,1,4,1,1,1,1,null,null,null,null,null,null,null,null,null,null,null,null,null,null,null,null,null,null,null,null,null,null,null,null,null,null,null,null,null,null,null,null,null,null,null,null,null,null,null,null,null,null,null,null," 1 - 2"," 1 - 2"," 1 - 2"," 3, 5 or 8"," 1 - 3"," 1 - 3",1,1,1,1,1,null,1,1,1,1,1,1,1,1,1,1,1,1,1,1]
["ACS800-U4-0020-5","R3",25,"3x4+4","-",null,null,null,null,null,null,null,null,null,null,null,null,null,null,null,null,null,null,null,null,null,null,null,null,null,null,null,null,null,null,null,null,null,null,null,null,null,null,null,null,null,null,null,null,null,null,null,null,null,null,null,null,null,null,null,null,null,null,null,null,null,null,3,null,null,null,null,null,null,null,null,null,null,null,null,null,null,null,null,null,null,null,null,null,null,null,null,1,null,null,null,null,null,null,null,null,1,null,null,null,null,null,null,null,null,null,null,null,null,null,null,null,null,null,null,null,null,null,null,null,null,null,null,null,1,null,null,1,1,1,1,1,1,1,1,1,1,1,1,4,1,1,1,1,null,null,null,null,null,null,null,null,null,null,null,null,null,null,null,null,null,null,null,null,null,null,null,null,null,null,null,null,null,null,null,null,null,null,null,null,null,null,null,null,null,null,null,null," 1 - 2"," 1 - 2"," 1 - 2"," 3, 5 or 8"," 1 - 3"," 1 - 3",1,1,1,1,1,null,1,1,1,1,1,1,1,1,1,1,1,1,1,1]
["ACS800-U4-0025-5","R3",34,"3x10+10","-",null,null,null,null,null,null,null,null,null,null,null,null,null,null,null,null,null,null,null,null,null,null,null,null,null,null,null,null,null,null,null,null,null,null,null,null,null,null,null,null,null,null,null,null,null,null,null,null,null,null,null,null,null,null,null,null,null,null,null,null,null,null,null,null,3,null,null,null,null,null,null,null,null,null,null,null,null,null,null,null,null,null,null,null,null,null,null,null,1,null,null,null,null,null,null,null,null,null,null,null,1,null,null,null,null,null,null,null,null,null,null,null,null,null,null,null,null,null,null,null,null,null,null,null,1,null,null,1,1,1,1,1,1,1,1,1,1,1,1,4,1,1,1,1,null,null,null,null,null,null,null,null,null,null,null,null,null,null,null,null,null,null,null,null,null,null,null,null,null,null,null,null,null,null,null,null,null,null,null,null,null,null,null,null,null,null,null,null," 1 - 2"," 1 - 2"," 1 - 2"," 3, 5 or 8"," 1 - 3"," 1 - 3",1,1,1,1,1,null,1,1,1,1,1,1,1,1,1,1,1,1,1,1]
["ACS800-U4-0028-5",null,38,"3x10+10","-",null,null,null,null,null,null,null,null,null,null,null,null,null,null,null,null,null,null,null,null,null,null,null,null,null,null,null,null,null,null,null,null,null,null,null,null,null,null,null,null,null,null,null,null,null,null,null,null,null,null,null,null,null,null,null,null,null,null,null,null,null,null,null,null,3,null,null,null,null,null,null,null,null,null,null,null,null,null,null,null,null,null,null,null,null,null,null,null,1,null,null,null,null,null,null,null,null,null,null,null,1,null,null,null,null,null,null,null,null,null,null,null,null,null,null,null,null,null,null,null,null,null,null,null,1,null,null,1,1,1,1,1,1,1,1,1,1,1,1,4,1,1,1,1,null,null,null,null,null,null,null,null,null,null,null,null,null,null,null,null,null,null,null,null,null,null,null,null,null,null,null,null,null,null,null,null,null,null,null,null,null,null,null,null,null,null,null,null," 1 - 2"," 1 - 2"," 1 - 2"," 3, 5 or 8"," 1 - 3"," 1 - 3",1,1,1,1,1,null,1,1,1,1,1,1,1,1,1,1,1,1,1,1]
["ACS800-U4-0030-5","R4",42,"3x10+10","3x16+10Cu",null,null,null,null,null,null,null,null,null,null,null,null,null,null,null,null,null,null,null,null,null,null,null,null,null,null,null,null,null,null,null,null,null,null,null,null,null,null,null,null,null,null,null,null,null,null,null,null,null,null,null,null,null,null,null,null,null,null,null,null,null,null,null,null,null,3,null,null,null,null,null,null,null,null,null,null,null,null,null,null,null,null,null,null,null,null,null,null,1,null,null,null,null,null,null,null,null,null,null,null,null,null,1,null,null,null,null,null,null,null,null,null,null,null,null,null,null,null,null,null,null,null,null,null,1,null,null,1,1,1,1,1,1,1,1,1,1,1,1,4,1,1,1,1,null,null,null,null,null,null,null,null,null,null,null,null,null,null,null,null,null,null,null,null,null,null,null,null,null,null,null,null,null,null,null,null,null,null,null,null,null,null,null,null,null,null,null,null," 1 - 2"," 1 - 2"," 1 - 2"," 3, 5 or 8"," 1 - 3"," 1 - 3",1,1,1,1,1,null,1,1,1,1,1,1,1,1,1,1,1,1,1,1]
["ACS800-U4-0040-5","R4",48,"3x16+16","3x25+16Cu",null,null,null,null,null,null,null,null,null,null,null,null,null,null,null,null,null,null,null,null,null,null,null,null,null,null,null,null,null,null,null,null,null,null,null,null,null,null,null,null,null,null,null,null,null,null,null,null,null,null,null,null,null,null,null,null,null,null,null,null,null,null,null,null,null,3,null,null,null,null,null,null,null,null,null,null,null,null,null,null,null,null,null,null,null,null,null,null,1,null,null,null,null,null,null,null,null,null,null,null,null,null,1,null,null,null,null,null,null,null,null,null,null,null,null,null,null,null,null,null,null,null,null,null,1,null,null,1,1,1,1,1,1,1,1,1,1,1,1,4,1,1,1,1,null,null,null,null,null,null,null,null,null,null,null,null,null,null,null,null,null,null,null,null,null,null,null,null,null,null,null,null,null,null,null,null,null,null,null,null,null,null,null,null,null,null,null,null," 1 - 2"," 1 - 2"," 1 - 2"," 3, 5 or 8"," 1 - 3"," 1 - 3",1,1,1,1,1,null,1,1,1,1,1,1,1,1,1,1,1,1,1,1]
["ACS800-U4-0045-5",null,56,"3x16+16","3x25+16Cu",null,null,null,null,null,null,null,null,null,null,null,null,null,null,null,null,null,null,null,null,null,null,null,null,null,null,null,null,null,null,null,null,null,null,null,null,null,null,null,null,null,null,null,null,null,null,null,null,null,null,null,null,null,null,null,null,null,null,null,null,null,null,null,null,null,null,3,null,null,null,null,null,null,null,null,null,null,null,null,null,null,null,null,null,null,null,null,null,1,null,null,null,null,null,null,null,null,null,null,null,null,null,null,null,1,null,null,null,null,null,null,null,null,null,null,null,null,null,null,null,null,null,null,null,1,null,null,1,1,1,1,1,1,1,1,1,1,1,1,4,1,1,1,1,null,null,null,null,null,null,null,null,null,null,null,null,null,null,null,null,null,null,null,null,null,null,null,null,null,null,null,null,null,null,null,null,null,null,null,null,null,null,null,null,null,null,null,null," 1 - 2"," 1 - 2"," 1 - 2"," 3, 5 or 8"," 1 - 3"," 1 - 3",1,1,1,1,1,null,1,1,1,1,1,1,1,1,1,1,1,1,1,1]
["ACS800-U4-0050-5","R5",65,"3x25+16","3x35+16Cu",null,null,null,null,null,null,null,null,null,null,null,null,null,null,null,null,null,null,null,null,null,null,null,null,null,null,null,null,null,null,null,null,null,null,null,null,null,null,null,null,null,null,null,null,null,null,null,null,null,null,null,null,null,null,null,null,null,null,null,null,null,null,null,null,null,null,3,null,null,null,null,null,null,null,null,null,null,null,null,null,null,null,null,null,null,null,null,null,null,1,null,null,null,null,null,null,null,null,null,null,null,null,null,null,null,null,1,null,null,null,null,null,null,null,null,null,null,null,null,null,null,null,null,null,1,null,null,1,1,1,1,1,1,1,1,1,1,1,1,4,1,1,1,1,null,null,null,null,null,null,null,null,null,null,null,null,null,null,null,null,null,null,null,null,null,null,null,null,null,null,null,null,null,null,null,null,null,null,null,null,null,null,null,null,null,null,null,null," 1 - 2"," 1 - 2"," 1 - 2"," 3, 5 or 8"," 1 - 3"," 1 - 3",1,1,1,1,1,null,1,1,1,1,1,1,1,1,1,1,1,1,1,1]
["ACS800-U4-0060-5","R5",79,"3x35+16","3x50+16Cu",null,null,null,null,null,null,null,null,null,null,null,null,null,null,null,null,null,null,null,null,null,null,null,null,null,null,null,null,null,null,null,null,null,null,null,null,null,null,null,null,null,null,null,null,null,null,null,null,null,null,null,null,null,null,null,null,null,null,null,null,null,null,null,null,null,null,null,3,null,null,null,null,null,null,null,null,null,null,null,null,null,null,null,null,null,null,null,null,null,1,null,null,null,null,null,null,null,null,null,null,null,null,null,null,null,null,1,null,null,null,null,null,null,null,null,null,null,null,null,null,null,null,null,null,1,null,null,1,1,1,1,1,1,1,1,1,1,1,1,4,1,1,1,1,null,null,null,null,null,null,null,null,null,null,null,null,null,null,null,null,null,null,null,null,null,null,null,null,null,null,null,null,null,null,null,null,null,null,null,null,null,null,null,null,null,null,null,null," 1 - 2"," 1 - 2"," 1 - 2"," 3, 5 or 8"," 1 - 3"," 1 - 3",1,1,1,1,1,null,1,1,1,1,1,1,1,1,1,1,1,1,1,1]
["ACS800-U4-0070-5","R5",96,"3x50+25","3x70+21Cu",null,null,null,null,null,null,null,null,null,null,null,null,null,null,null,null,null,null,null,null,null,null,null,null,null,null,null,null,null,null,null,null,null,null,null,null,null,null,null,null,null,null,null,null,null,null,null,null,null,null,null,null,null,null,null,null,null,null,null,null,null,null,null,null,null,null,null,null,3,null,null,null,null,null,null,null,null,null,null,null,null,null,null,null,null,null,null,null,null,1,null,null,null,null,null,null,null,null,null,null,null,null,null,null,null,null,null,null,1,null,null,null,null,null,null,null,null,null,null,null,null,null,null,null,1,null,null,1,1,1,1,1,1,1,1,1,1,1,1,4,1,1,1,1,null,null,null,null,null,null,null,null,null,null,null,null,null,null,null,null,null,null,null,null,null,null,null,null,null,null,null,null,null,null,null,null,null,null,null,null,null,null,null,null,null,null,null,null," 1 - 2"," 1 - 2"," 1 - 2"," 3, 5 or 8"," 1 - 3"," 1 - 3",1,1,1,1,1,null,1,1,1,1,1,1,1,1,1,1,1,1,1,1]
["ACS800-U4-0100-5","R6",124,"3x70+35","3x95+29Cu",null,null,null,null,null,null,null,null,null,null,null,null,null,null,null,null,null,null,null,null,null,null,null,null,null,null,null,null,null,null,null,null,null,null,null,null,null,null,null,null,null,null,null,null,null,null,null,null,null,null,null,null,null,null,null,null,null,null,null,null,null,null,null,null,null,null,null,null,null,3,null,null,null,null,null,null,null,null,null,null,null,null,null,null,null,null,null,null,null,null,1,null,null,null,null,null,null,null,null,null,null,null,null,null,null,null,null,null,null,null,1,null,null,null,null,null,null,null,null,null,null,null,null,null,1,null,null,1,1,1,1,1,1,1,1,1,1,1,1,4,1,1,1,1,null,null,null,null,null,null,null,null,null,null,null,null,null,null,null,null,null,null,null,null,null,null,null,null,null,null,1,2,3,4,5,6,"1-6","1-4","1-4","5","5","6","6","1-6",null,"1-4","5-6",null," 1 - 2"," 1 - 2"," 1 - 2"," 3, 5 or 8"," 1 - 3"," 1 - 3",1,1,1,1,1,null,1,1,1,1,1,1,1,1,1,1,1,1,1,1]
["ACS800-U4-0120-5","R6",157,"3x95+50","3x120+41Cu",null,null,null,null,null,null,null,null,null,null,null,null,null,null,null,null,null,null,null,null,null,null,null,null,null,null,null,null,null,null,null,null,null,null,null,null,null,null,null,null,null,null,null,null,null,null,null,null,null,null,null,null,null,null,null,null,null,null,null,null,null,null,null,null,null,null,null,null,null,null,3,null,null,null,null,null,null,null,null,null,null,null,null,null,null,null,null,null,null,null,1,null,null,null,null,null,null,null,null,null,null,null,null,null,null,null,null,null,null,null,null,null,1,null,null,null,null,null,null,null,null,null,null,null,1,null,null,1,1,1,1,1,1,1,1,1,1,1,1,4,1,1,1,1,null,null,null,null,null,null,null,null,null,null,null,null,null,null,null,null,null,null,null,null,null,null,null,null,null,null,1,2,3,4,5,6,"1-6","1-4","1-4","5","5","6","6","1-6",null,"1-4","5-6",null," 1 - 2"," 1 - 2"," 1 - 2"," 3, 5 or 8"," 1 - 3"," 1 - 3",1,1,1,1,1,null,1,1,1,1,1,1,1,1,1,1,1,1,1,1]
["ACS800-U4-0140-5","R6",180,"3x120+70","3x150+41Cu",null,null,null,null,null,null,null,null,null,null,null,null,null,null,null,null,null,null,null,null,null,null,null,null,null,null,null,null,null,null,null,null,null,null,null,null,null,null,null,null,null,null,null,null,null,null,null,null,null,null,null,null,null,null,null,null,null,null,null,null,null,null,null,null,null,null,null,null,null,null,null,3,null,null,null,null,null,null,null,null,null,null,null,null,null,null,null,null,null,null,1,null,null,null,null,null,null,null,null,null,null,null,null,null,null,null,null,null,null,null,null,null,1,null,null,null,null,null,null,null,null,null,null,null,1,null,null,1,1,1,1,1,1,1,1,1,1,1,1,4,1,1,1,1,null,null,null,null,null,null,null,null,null,null,null,null,null,null,null,null,null,null,null,null,null,null,null,null,null,null,1,2,3,4,5,6,"1-6","1-4","1-4","5","5","6","6","1-6",null,"1-4","5-6",null," 1 - 2"," 1 - 2"," 1 - 2"," 3, 5 or 8"," 1 - 3"," 1 - 3",1,1,1,1,1,null,1,1,1,1,1,1,1,1,1,1,1,1,1,1]
["ACS800-U4-0150-5",null,209,"3x120+70","3x150+41Cu",null,null,null,null,null,null,null,null,null,null,null,null,null,null,null,null,null,null,null,null,null,null,null,null,null,null,null,null,null,null,null,null,null,null,null,null,null,null,null,null,null,null,null,null,null,null,null,null,null,null,null,null,null,null,null,null,null,null,null,null,null,null,null,null,null,null,null,null,null,null,null,null,3,null,null,null,null,null,null,null,null,null,null,null,null,null,null,null,null,null,null,1,null,null,null,null,null,null,null,null,null,null,null,null,null,null,null,null,null,null,null,null,1,null,null,null,null,null,null,null,null,null,null,null,1,null,null,1,1,1,1,1,1,1,1,1,1,1,1,4,1,1,1,1,null,null,null,null,null,null,null,null,null,null,null,null,null,null,null,null,null,null,null,null,null,null,null,null,null,null,1,2,3,4,5,6,"1-6","1-4","1-4","5","5","6","6","1-6",null,"1-4","5-6",null," 1 - 2"," 1 - 2"," 1 - 2"," 3, 5 or 8"," 1 - 3"," 1 - 3",1,1,1,1,1,null,1,1,1,1,1,1,1,1,1,1,1,1,1,1]
["ACS800-U4-0170-5","R7",196,"3x185+95","3x240+95Cu",null,null,null,null,null,null,null,null,null,null,null,null,null,null,null,null,null,null,null,null,null,null,null,null,null,null,null,null,null,null,null,null,null,null,null,null,null,null,null,null,null,null,null,null,null,null,null,null,null,null,null,null,null,null,null,null,null,null,null,null,null,null,null,null,null,null,null,null,null,null,null,null,"3",null,null,null,null,null,null,null,null,null,null,null,null,null,null,null,null,null,null,1,null,null,null,null,null,null,null,null,null,null,null,null,null,null,null,null,null,null,null,null,1,1,null,null,null,null,null,null,null,null,null,null,1,null,null,1,1,1,1,1,1,1,1,1,1,1,1,4,1,1,1,1,null,null,null,null,null,null,null,null,null,null,null,null,null,null,null,null,null,null,null,null,null,null,null,null,null,null,1,2,3,4,5,6,"1-6","1-4","1-4","5","5","6","6","1-6",null,"1-4","5-6",null," 1 - 2"," 1 - 2"," 1 - 2"," 3, 5 or 8"," 1 - 3"," 1 - 3",1,1,1,1,1,null,1,1,1,1,1,1,1,1,1,1,1,1,1,1]
["ACS800-U4-0210-5","R7",245,"3x240+120","2x(3x120+50Cu)",null,null,null,null,null,null,null,null,null,null,null,null,null,null,null,null,null,null,null,null,null,null,null,null,null,null,null,null,null,null,null,null,null,null,null,null,null,null,null,null,null,null,null,null,null,null,null,null,null,null,null,null,null,null,null,null,null,null,null,null,null,null,null,null,null,null,null,null,null,null,null,null,"3",null,null,null,null,null,null,null,null,null,null,null,null,null,null,null,null,null,null,1,null,null,null,null,null,null,null,null,null,null,null,null,null,null,null,null,null,null,null,null,null,null,1,1,null,null,null,null,null,null,null,null,1,null,null,1,1,1,1,1,1,1,1,1,1,1,1,4,1,1,1,1,null,null,null,null,null,null,null,null,null,null,null,null,null,null,null,null,null,null,null,null,null,null,null,null,null,null,1,2,3,4,5,6,"1-6","1-4","1-4","5","5","6","6","1-6",null,"1-4","5-6",null," 1 - 2"," 1 - 2"," 1 - 2"," 3, 5 or 8"," 1 - 3"," 1 - 3",1,1,1,1,1,null,1,1,1,1,1,1,1,1,1,1,1,1,1,1]
["ACS800-U4-0260-5","R7",289,"2x(3x95+50)","2x(3x150+50Cu)",null,null,null,null,null,null,null,null,null,null,null,null,null,null,null,null,null,null,null,null,null,null,null,null,null,null,null,null,null,null,null,null,null,null,null,null,null,null,null,null,null,null,null,null,null,null,null,null,null,null,null,null,null,null,null,null,null,null,null,null,null,null,null,null,null,null,null,null,null,null,null,null,null,"3",null,null,null,null,null,null,null,null,null,null,null,null,null,null,null,null,null,1,null,null,null,null,null,null,null,null,null,null,null,null,null,null,null,null,null,null,null,null,null,null,null,null,1,1,null,null,null,null,null,null,1,null,null,1,1,1,1,1,1,1,1,1,1,1,1,4,1,1,1,1,null,null,null,null,null,null,null,null,null,null,null,null,null,null,null,null,null,null,null,null,null,null,null,null,null,null,1,2,3,4,5,6,"1-6","1-4","1-4","5","5","6","6","1-6",null,"1-4","5-6",null," 1 - 2"," 1 - 2"," 1 - 2"," 3, 5 or 8"," 1 - 3"," 1 - 3",1,1,1,1,1,null,1,1,1,1,1,1,1,1,1,1,1,1,1,1]
["ACS800-U4-0320-5","R8",440,"2x(3x150+95)","2x(3x240+95Cu)",null,null,null,null,null,null,null,null,null,null,null,null,null,null,null,null,null,null,null,null,null,null,null,null,null,null,null,null,null,null,null,null,null,null,null,null,null,null,null,null,null,null,null,null,null,null,null,null,null,null,null,null,null,null,null,null,null,null,null,null,null,null,null,null,null,null,null,null,null,null,null,null,null,null,null,"3",null,null,null,null,null,null,null,null,null,null,null,null,null,null,null,null,1,null,null,null,null,null,null,null,null,null,null,null,null,null,null,null,null,null,null,null,null,null,null,null,null,null,null,null,1,null,null,null,1,null,null,1,1,1,1,1,1,1,1,1,1,1,1,4,1,1,1,1,null,null,null,null,null,null,null,null,null,null,null,null,null,null,null,null,null,null,null,null,null,null,null,null,null,null,1,2,3,4,5,6,"1-6","1-4","1-4","5","5","6","6","1-6",null,"1-4","5-6",null," 1 - 2"," 1 - 2"," 1 - 2"," 3, 5 or 8"," 1 - 3"," 1 - 3",1,1,1,1,2,null,1,1,1,1,1,1,1,1,1,1,1,1,1,1]
["ACS800-U4-0400-5","R8",515,"2x(3x240+120)","3x(3x150+50Cu) ",null,null,null,null,null,null,null,null,null,null,null,null,null,null,null,null,null,null,null,null,null,null,null,null,null,null,null,null,null,null,null,null,null,null,null,null,null,null,null,null,null,null,null,null,null,null,null,null,null,null,null,null,null,null,null,null,null,null,null,null,null,null,null,null,null,null,null,null,null,null,null,null,null,null,null,null,"3",null,null,null,null,null,null,null,null,null,null,null,null,null,null,null,1,null,null,null,null,null,null,null,null,null,null,null,null,null,null,null,null,null,null,null,null,null,null,null,null,null,null,null,null,1,null,null,1,null,null,1,1,1,1,1,1,1,1,1,1,1,1,4,1,1,1,1,null,null,null,null,null,null,null,null,null,null,null,null,null,null,null,null,null,null,null,null,null,null,null,null,null,null,1,2,3,4,5,6,"1-6","1-4","1-4","5","5","6","6","1-6",null,"1-4","5-6",null," 1 - 2"," 1 - 2"," 1 - 2"," 3, 5 or 8"," 1 - 3"," 1 - 3",1,1,1,1,2,null,1,1,1,1,1,1,1,1,1,1,1,1,1,1]
["ACS800-U4-0440-5","R8",550,"3x(3x150+95)","3x(3x240+95Cu)",null,null,null,null,null,null,null,null,null,null,null,null,null,null,null,null,null,null,null,null,null,null,null,null,null,null,null,null,null,null,null,null,null,null,null,null,null,null,null,null,null,null,null,null,null,null,null,null,null,null,null,null,null,null,null,null,null,null,null,null,null,null,null,null,null,null,null,null,null,null,null,null,null,null,null,null,"3",null,null,null,null,null,null,null,null,null,null,null,null,null,null,null,1,null,null,null,null,null,null,null,null,null,null,null,null,null,null,null,null,null,null,null,null,null,null,null,null,null,null,null,null,1,null,null,1,null,null,1,1,1,1,1,1,1,1,1,1,1,1,4,1,1,1,1,null,null,null,null,null,null,null,null,null,null,null,null,null,null,null,null,null,null,null,null,null,null,null,null,null,null,1,2,3,4,5,6,"1-6","1-4","1-4","5","5","6","6","1-6",null,"1-4","5-6",null," 1 - 2"," 1 - 2"," 1 - 2"," 3, 5 or 8"," 1 - 3"," 1 - 3",1,1,1,1,2,null,1,1,1,1,1,1,1,1,1,1,1,1,1,1]
["ACS800-U4-0490-5","R8",602,"3x(3x185+95)","3x(3x240+95Cu)",null,null,null,null,null,null,null,null,null,null,null,null,null,null,null,null,null,null,null,null,null,null,null,null,null,null,null,null,null,null,null,null,null,null,null,null,null,null,null,null,null,null,null,null,null,null,null,null,null,null,null,null,null,null,null,null,null,null,null,null,null,null,null,null,null,null,null,null,null,null,null,null,null,null,null,null,null,"3",null,null,null,null,null,null,null,null,null,null,null,null,null,null,null,1,null,null,null,null,null,null,null,null,null,null,null,null,null,null,null,null,null,null,null,null,null,null,null,null,null,null,null,null,1,null,1,null,null,1,1,1,1,1,1,1,1,1,1,1,1,4,1,1,1,1,null,null,null,null,null,null,null,null,null,null,null,null,null,null,null,null,null,null,null,null,null,null,null,null,null,null,1,2,3,4,5,6,"1-6","1-4","1-4","5","5","6","6","1-6",null,"1-4","5-6",null," 1 - 2"," 1 - 2"," 1 - 2"," 3, 5 or 8"," 1 - 3"," 1 - 3",1,1,1,1,2,null,1,1,1,1,1,1,1,1,1,1,1,1,1,1]
["ACS800-U4-0550-5","R8",684,"3x(3x185+95)","3x(3x240+95Cu)",null,null,null,null,null,null,null,null,null,null,null,null,null,null,null,null,null,null,null,null,null,null,null,null,null,null,null,null,null,null,null,null,null,null,null,null,null,null,null,null,null,null,null,null,null,null,null,null,null,null,null,null,null,null,null,null,null,null,null,null,null,null,null,null,null,null,null,null,null,null,null,null,null,null,null,null,null,"3",null,null,null,null,null,null,null,null,null,null,null,null,null,null,null,1,null,null,null,null,null,null,null,null,null,null,null,null,null,null,null,null,null,null,null,null,null,null,null,null,null,null,null,null,1,null,1,null,null,1,1,1,1,1,1,1,1,1,1,1,1,4,1,1,1,1,null,null,null,null,null,null,null,null,null,null,null,null,null,null,null,null,null,null,null,null,null,null,null,null,null,null,1,2,3,4,5,6,"1-6","1-4","1-4","5","5","6","6","1-6",null,"1-4","5-6",null," 1 - 2"," 1 - 2"," 1 - 2"," 3, 5 or 8"," 1 - 3"," 1 - 3",1,1,1,1,2,null,1,1,1,1,1,1,1,1,1,1,1,1,1,1]
["ACS800-U4-0610-5","R8",718,"3x(3x185+95)","3x(3x240+95Cu)",null,null,null,null,null,null,null,null,null,null,null,null,null,null,null,null,null,null,null,null,null,null,null,null,null,null,null,null,null,null,null,null,null,null,null,null,null,null,null,null,null,null,null,null,null,null,null,null,null,null,null,null,null,null,null,null,null,null,null,null,null,null,null,null,null,null,null,null,null,null,null,null,null,null,null,null,null,null,"3",null,null,null,null,null,null,null,null,null,null,null,null,null,null,1,null,null,null,null,null,null,null,null,null,null,null,null,null,null,null,null,null,null,null,null,null,null,null,null,null,null,null,null,null,1,1,null,null,1,1,1,1,1,1,1,1,1,1,1,1,4,1,1,1,1,null,null,null,null,null,null,null,null,null,null,null,null,null,null,null,null,null,null,null,null,null,null,null,null,null,null,1,2,3,4,5,6,"1-6","1-4","1-4","5","5","6","6","1-6",null,"1-4","5-6",null," 1 - 2"," 1 - 2"," 1 - 2"," 3, 5 or 8"," 1 - 3"," 1 - 3",1,1,1,1,2,null,1,1,1,1,1,1,1,1,1,1,1,1,1,1]
["UN = 690 V (525, 575, 600, 660, and 690 V)"]
["ACS800-U4-0011-7","R4",13,"3x1.5+1.5",null,null,null,null,null,null,null,null,null,null,null,null,null,null,null,null,null,null,null,null,null,null,null,null,null,null,null,null,null,null,null,null,null,null,null,null,null,null,null,null,null,null,null,null,null,null,null,null,null,null,null,null,null,null,null,null,null,null,null,null,null,null,3,null,null,null,null,null,null,null,null,null,null,null,null,null,null,null,null,null,null,null,null,null,null,null,null,null,1,null,null,null,null,null,null,1,null,null,null,null,null,null,null,null,null,null,null,null,null,null,null,null,null,null,null,null,null,null,null,null,null,null,null,null,null,null,1,null,1,1,1,1,1,1,1,1,1,1,1,1,4,1,1,1,1,null,null,null,null,null,null,null,null,null,null,null,null,null,null,null,null,null,null,null,null,null,null,null,null,null,null,null,null,null,null,null,null,null,null,null,null,null,null,null,null,null,null,null,null," 1 - 2"," 1 - 2"," 1 - 2"," 3, 5 or 8"," 1 - 3"," 1 - 3",1,1,1,1,1,null,1,1,1,1,1,1,1,1,1,1,1,1,1,1]
["ACS800-U4-0016-7","R4",17,"3x1.5+1.5",null,null,null,null,null,null,null,null,null,null,null,null,null,null,null,null,null,null,null,null,null,null,null,null,null,null,null,null,null,null,null,null,null,null,null,null,null,null,null,null,null,null,null,null,null,null,null,null,null,null,null,null,null,null,null,null,null,null,null,null,null,null,null,3,null,null,null,null,null,null,null,null,null,null,null,null,null,null,null,null,null,null,null,null,null,null,null,null,1,null,null,null,null,null,null,1,null,null,null,null,null,null,null,null,null,null,null,null,null,null,null,null,null,null,null,null,null,null,null,null,null,null,null,null,null,null,1,null,1,1,1,1,1,1,1,1,1,1,1,1,4,1,1,1,1,null,null,null,null,null,null,null,null,null,null,null,null,null,null,null,null,null,null,null,null,null,null,null,null,null,null,null,null,null,null,null,null,null,null,null,null,null,null,null,null,null,null,null,null," 1 - 2"," 1 - 2"," 1 - 2"," 3, 5 or 8"," 1 - 3"," 1 - 3",1,1,1,1,1,null,1,1,1,1,1,1,1,1,1,1,1,1,1,1]
["ACS800-U4-0020-7","R4",22,"3x2.5+2.5",null,null,null,null,null,null,null,null,null,null,null,null,null,null,null,null,null,null,null,null,null,null,null,null,null,null,null,null,null,null,null,null,null,null,null,null,null,null,null,null,null,null,null,null,null,null,null,null,null,null,null,null,null,null,null,null,null,null,null,null,null,null,null,null,3,null,null,null,null,null,null,null,null,null,null,null,null,null,null,null,null,null,null,null,null,null,null,null,1,null,null,null,null,null,null,1,null,null,null,null,null,null,null,null,null,null,null,null,null,null,null,null,null,null,null,null,null,null,null,null,null,null,null,null,null,null,1,null,1,1,1,1,1,1,1,1,1,1,1,1,4,1,1,1,1,null,null,null,null,null,null,null,null,null,null,null,null,null,null,null,null,null,null,null,null,null,null,null,null,null,null,null,null,null,null,null,null,null,null,null,null,null,null,null,null,null,null,null,null," 1 - 2"," 1 - 2"," 1 - 2"," 3, 5 or 8"," 1 - 3"," 1 - 3",1,1,1,1,1,null,1,1,1,1,1,1,1,1,1,1,1,1,1,1]
["ACS800-U4-0025-7","R4",25,"3x6+6",null,null,null,null,null,null,null,null,null,null,null,null,null,null,null,null,null,null,null,null,null,null,null,null,null,null,null,null,null,null,null,null,null,null,null,null,null,null,null,null,null,null,null,null,null,null,null,null,null,null,null,null,null,null,null,null,null,null,null,null,null,null,null,null,3,null,null,null,null,null,null,null,null,null,null,null,null,null,null,null,null,null,null,null,null,null,null,null,1,null,null,null,null,null,null,null,null,null,null,1,null,null,null,null,null,null,null,null,null,null,null,null,null,null,null,null,null,null,null,null,null,null,null,null,null,null,1,null,1,1,1,1,1,1,1,1,1,1,1,1,4,1,1,1,1,null,null,null,null,null,null,null,null,null,null,null,null,null,null,null,null,null,null,null,null,null,null,null,null,null,null,null,null,null,null,null,null,null,null,null,null,null,null,null,null,null,null,null,null," 1 - 2"," 1 - 2"," 1 - 2"," 3, 5 or 8"," 1 - 3"," 1 - 3",1,1,1,1,1,null,1,1,1,1,1,1,1,1,1,1,1,1,1,1]
["ACS800-U4-0030-7","R4",33,"3x6+6",null,null,null,null,null,null,null,null,null,null,null,null,null,null,null,null,null,null,null,null,null,null,null,null,null,null,null,null,null,null,null,null,null,null,null,null,null,null,null,null,null,null,null,null,null,null,null,null,null,null,null,null,null,null,null,null,null,null,null,null,null,null,null,null,null,3,null,null,null,null,null,null,null,null,null,null,null,null,null,null,null,null,null,null,null,null,null,null,null,1,null,null,null,null,null,null,null,null,null,null,null,1,null,null,null,null,null,null,null,null,null,null,null,null,null,null,null,null,null,null,null,null,null,null,null,null,1,null,1,1,1,1,1,1,1,1,1,1,1,1,4,1,1,1,1,null,null,null,null,null,null,null,null,null,null,null,null,null,null,null,null,null,null,null,null,null,null,null,null,null,null,null,null,null,null,null,null,null,null,null,null,null,null,null,null,null,null,null,null," 1 - 2"," 1 - 2"," 1 - 2"," 3, 5 or 8"," 1 - 3"," 1 - 3",1,1,1,1,1,null,1,1,1,1,1,1,1,1,1,1,1,1,1,1]
["ACS800-U4-0040-7","R4",36,"3x10+10",null,null,null,null,null,null,null,null,null,null,null,null,null,null,null,null,null,null,null,null,null,null,null,null,null,null,null,null,null,null,null,null,null,null,null,null,null,null,null,null,null,null,null,null,null,null,null,null,null,null,null,null,null,null,null,null,null,null,null,null,null,null,null,null,null,3,null,null,null,null,null,null,null,null,null,null,null,null,null,null,null,null,null,null,null,null,null,null,null,1,null,null,null,null,null,null,null,null,null,null,null,1,null,null,null,null,null,null,null,null,null,null,null,null,null,null,null,null,null,null,null,null,null,null,null,null,1,null,1,1,1,1,1,1,1,1,1,1,1,1,4,1,1,1,1,null,null,null,null,null,null,null,null,null,null,null,null,null,null,null,null,null,null,null,null,null,null,null,null,null,null,null,null,null,null,null,null,null,null,null,null,null,null,null,null,null,null,null,null," 1 - 2"," 1 - 2"," 1 - 2"," 3, 5 or 8"," 1 - 3"," 1 - 3",1,1,1,1,1,null,1,1,1,1,1,1,1,1,1,1,1,1,1,1]
["ACS800-U4-0050-7","R5",51,"3x10+10",null,null,null,null,null,null,null,null,null,null,null,null,null,null,null,null,null,null,null,null,null,null,null,null,null,null,null,null,null,null,null,null,null,null,null,null,null,null,null,null,null,null,null,null,null,null,null,null,null,null,null,null,null,null,null,null,null,null,null,null,null,null,null,null,null,null,null,3,null,null,null,null,null,null,null,null,null,null,null,null,null,null,null,null,null,null,null,null,null,1,null,null,null,null,null,null,null,null,null,null,null,null,null,null,null,1,null,null,null,null,null,null,null,null,null,null,null,null,null,null,null,null,null,null,null,null,1,null,1,1,1,1,1,1,1,1,1,1,1,1,4,1,1,1,1,null,null,null,null,null,null,null,null,null,null,null,null,null,null,null,null,null,null,null,null,null,null,null,null,null,null,null,null,null,null,null,null,null,null,null,null,null,null,null,null,null,null,null,null," 1 - 2"," 1 - 2"," 1 - 2"," 3, 5 or 8"," 1 - 3"," 1 - 3",1,1,1,1,1,null,1,1,1,1,1,1,1,1,1,1,1,1,1,1]
["ACS800-U4-0060-7","R5",57,"3x16+16",null,null,null,null,null,null,null,null,null,null,null,null,null,null,null,null,null,null,null,null,null,null,null,null,null,null,null,null,null,null,null,null,null,null,null,null,null,null,null,null,null,null,null,null,null,null,null,null,null,null,null,null,null,null,null,null,null,null,null,null,null,null,null,null,null,null,null,3,null,null,null,null,null,null,null,null,null,null,null,null,null,null,null,null,null,null,null,null,null,1,null,null,null,null,null,null,null,null,null,null,null,null,null,null,null,1,null,null,null,null,null,null,null,null,null,null,null,null,null,null,null,null,null,null,null,null,1,null,1,1,1,1,1,1,1,1,1,1,1,1,4,1,1,1,1,null,null,null,null,null,null,null,null,null,null,null,null,null,null,null,null,null,null,null,null,null,null,null,null,null,null,null,null,null,null,null,null,null,null,null,null,null,null,null,null,null,null,null,null," 1 - 2"," 1 - 2"," 1 - 2"," 3, 5 or 8"," 1 - 3"," 1 - 3",1,1,1,1,1,null,1,1,1,1,1,1,1,1,1,1,1,1,1,1]
["ACS800-U4-0070-7","R6",79,"3x25+16",null,null,null,null,null,null,null,null,null,null,null,null,null,null,null,null,null,null,null,null,null,null,null,null,null,null,null,null,null,null,null,null,null,null,null,null,null,null,null,null,null,null,null,null,null,null,null,null,null,null,null,null,null,null,null,null,null,null,null,null,null,null,null,null,null,null,null,null,3,null,null,null,null,null,null,null,null,null,null,null,null,null,null,null,null,null,null,null,null,null,1,null,null,null,null,null,null,null,null,null,null,null,null,null,null,null,null,null,null,null,null,1,null,null,null,null,null,null,null,null,null,null,null,null,null,null,1,null,1,1,1,1,1,1,1,1,1,1,1,1,4,1,1,1,1,null,null,null,null,null,null,null,null,null,null,null,null,null,null,null,null,null,null,null,null,null,null,null,null,null,null,1,2,3,4,5,6,"1-6","1-4","1-4","5","5","6","6","1-6",null,"1-4","5-6",null," 1 - 2"," 1 - 2"," 1 - 2"," 3, 5 or 8"," 1 - 3"," 1 - 3",1,1,1,1,1,null,1,1,1,1,1,1,1,1,1,1,1,1,1,1]
["ACS800-U4-0100-7","R6",93,"3x35+16",null,null,null,null,null,null,null,null,null,null,null,null,null,null,null,null,null,null,null,null,null,null,null,null,null,null,null,null,null,null,null,null,null,null,null,null,null,null,null,null,null,null,null,null,null,null,null,null,null,null,null,null,null,null,null,null,null,null,null,null,null,null,null,null,null,null,null,null,null,3,null,null,null,null,null,null,null,null,null,null,null,null,null,null,null,null,null,null,null,null,1,null,null,null,null,null,null,null,null,null,null,null,null,null,null,null,null,null,null,null,null,1,null,null,null,null,null,null,null,null,null,null,null,null,null,null,1,null,1,1,1,1,1,1,1,1,1,1,1,1,4,1,1,1,1,null,null,null,null,null,null,null,null,null,null,null,null,null,null,null,null,null,null,null,null,null,null,null,null,null,null,1,2,3,4,5,6,"1-6","1-4","1-4","5","5","6","6","1-6",null,"1-4","5-6",null," 1 - 2"," 1 - 2"," 1 - 2"," 3, 5 or 8"," 1 - 3"," 1 - 3",1,1,1,1,1,null,1,1,1,1,1,1,1,1,1,1,1,1,1,1]
["ACS800-U4-0120-7","R6",113,"3x70+35",null,null,null,null,null,null,null,null,null,null,null,null,null,null,null,null,null,null,null,null,null,null,null,null,null,null,null,null,null,null,null,null,null,null,null,null,null,null,null,null,null,null,null,null,null,null,null,null,null,null,null,null,null,null,null,null,null,null,null,null,null,null,null,null,null,null,null,null,null,null,3,null,null,null,null,null,null,null,null,null,null,null,null,null,null,null,null,null,null,null,null,1,null,null,null,null,null,null,null,null,null,null,null,null,null,null,null,null,null,null,null,1,null,null,null,null,null,null,null,null,null,null,null,null,null,null,1,null,1,1,1,1,1,1,1,1,1,1,1,1,4,1,1,1,1,null,null,null,null,null,null,null,null,null,null,null,null,null,null,null,null,null,null,null,null,null,null,null,null,null,null,1,2,3,4,5,6,"1-6","1-4","1-4","5","5","6","6","1-6",null,"1-4","5-6",null," 1 - 2"," 1 - 2"," 1 - 2"," 3, 5 or 8"," 1 - 3"," 1 - 3",1,1,1,1,1,null,1,1,1,1,1,1,1,1,1,1,1,1,1,1]
["ACS800-U4-0140-7","R7",134,"3x70+35","3x95+50Cu",null,null,null,null,null,null,null,null,null,null,null,null,null,null,null,null,null,null,null,null,null,null,null,null,null,null,null,null,null,null,null,null,null,null,null,null,null,null,null,null,null,null,null,null,null,null,null,null,null,null,null,null,null,null,null,null,null,null,null,null,null,null,null,null,null,null,null,null,null,null,3,null,null,null,null,null,null,null,null,null,null,null,null,null,null,null,null,null,null,null,1,null,null,null,null,null,null,null,null,null,null,null,null,null,null,null,null,null,null,null,null,null,1,1,null,null,null,null,null,null,null,null,null,null,null,1,null,1,1,1,1,1,1,1,1,1,1,1,1,4,1,1,1,1,null,null,null,null,null,null,null,null,null,null,null,null,null,null,null,null,null,null,null,null,null,null,null,null,null,null,1,2,3,4,5,6,"1-6","1-4","1-4","5","5","6","6","1-6",null,"1-4","5-6",null," 1 - 2"," 1 - 2"," 1 - 2"," 3, 5 or 8"," 1 - 3"," 1 - 3",1,1,1,1,1,null,1,1,1,1,1,1,1,1,1,1,1,1,1,1]
["ACS800-U4-0170-7","R7",166,"3x95+50","3x150+50Cu",null,null,null,null,null,null,null,null,null,null,null,null,null,null,null,null,null,null,null,null,null,null,null,null,null,null,null,null,null,null,null,null,null,null,null,null,null,null,null,null,null,null,null,null,null,null,null,null,null,null,null,null,null,null,null,null,null,null,null,null,null,null,null,null,null,null,null,null,null,null,3,null,null,null,null,null,null,null,null,null,null,null,null,null,null,null,null,null,null,null,1,null,null,null,null,null,null,null,null,null,null,null,null,null,null,null,null,null,null,null,null,null,1,1,null,null,null,null,null,null,null,null,null,null,null,1,null,1,1,1,1,1,1,1,1,1,1,1,1,4,1,1,1,1,null,null,null,null,null,null,null,null,null,null,null,null,null,null,null,null,null,null,null,null,null,null,null,null,null,null,1,2,3,4,5,6,"1-6","1-4","1-4","5","5","6","6","1-6",null,"1-4","5-6",null," 1 - 2"," 1 - 2"," 1 - 2"," 3, 5 or 8"," 1 - 3"," 1 - 3",1,1,1,1,1,null,1,1,1,1,1,1,1,1,1,1,1,1,1,1]
["ACS800-U4-0210-7","R7","166/203*","3x150+95","3x185+70Cu",null,null,null,null,null,null,null,null,null,null,null,null,null,null,null,null,null,null,null,null,null,null,null,null,null,null,null,null,null,null,null,null,null,null,null,null,null,null,null,null,null,null,null,null,null,null,null,null,null,null,null,null,null,null,null,null,null,null,null,null,null,null,null,null,null,null,null,null,null,null,null,null,3,null,null,null,null,null,null,null,null,null,null,null,null,null,null,null,null,null,null,1,null,null,null,null,null,null,null,null,null,null,null,null,null,null,null,null,null,null,null,null,1,1,null,null,null,null,null,null,null,null,null,null,null,1,null,1,1,1,1,1,1,1,1,1,1,1,1,4,1,1,1,1,null,null,null,null,null,null,null,null,null,null,null,null,null,null,null,null,null,null,null,null,null,null,null,null,null,null,1,2,3,4,5,6,"1-6","1-4","1-4","5","5","6","6","1-6",null,"1-4","5-6",null," 1 - 2"," 1 - 2"," 1 - 2"," 3, 5 or 8"," 1 - 3"," 1 - 3",1,1,1,1,1,null,1,1,1,1,1,1,1,1,1,1,1,1,1,1]
["ACS800-U4-0260-7","R7","175/230*","3x185+95","3x240+95Cu",null,null,null,null,null,null,null,null,null,null,null,null,null,null,null,null,null,null,null,null,null,null,null,null,null,null,null,null,null,null,null,null,null,null,null,null,null,null,null,null,null,null,null,null,null,null,null,null,null,null,null,null,null,null,null,null,null,null,null,null,null,null,null,null,null,null,null,null,null,null,null,null,3,null,null,null,null,null,null,null,null,null,null,null,null,null,null,null,null,null,null,1,null,null,null,null,null,null,null,null,null,null,null,null,null,null,null,null,null,null,null,null,null,null,1,1,null,null,null,null,null,null,null,null,null,1,null,1,1,1,1,1,1,1,1,1,1,1,1,4,1,1,1,1,null,null,null,null,null,null,null,null,null,null,null,null,null,null,null,null,null,null,null,null,null,null,null,null,null,null,1,2,3,4,5,6,"1-6","1-4","1-4","5","5","6","6","1-6",null,"1-4","5-6",null," 1 - 2"," 1 - 2"," 1 - 2"," 3, 5 or 8"," 1 - 3"," 1 - 3",1,1,1,1,1,null,1,1,1,1,1,1,1,1,1,1,1,1,1,1]
["ACS800-U4-0320-7","R8",315,"3x240+120","3x(2x120+50Cu)",null,null,null,null,null,null,null,null,null,null,null,null,null,null,null,null,null,null,null,null,null,null,null,null,null,null,null,null,null,null,null,null,null,null,null,null,null,null,null,null,null,null,null,null,null,null,null,null,null,null,null,null,null,null,null,null,null,null,null,null,null,null,null,null,null,null,null,null,null,null,null,null,null,null,3,null,null,null,null,null,null,null,null,null,null,null,null,null,null,null,null,1,null,null,null,null,null,null,null,null,null,null,null,null,null,null,null,null,null,null,null,null,null,null,null,null,null,null,1,1,null,null,null,null,null,1,null,1,1,1,1,1,1,1,1,1,1,1,1,4,1,1,1,1,null,null,null,null,null,null,null,null,null,null,null,null,null,null,null,null,null,null,null,null,null,null,null,null,null,null,1,2,3,4,5,6,"1-6","1-4","1-4","5","5","6","6","1-6",null,"1-4","5-6",null," 1 - 2"," 1 - 2"," 1 - 2"," 3, 5 or 8"," 1 - 3"," 1 - 3",1,1,1,1,2,null,1,1,1,1,1,1,1,1,1,1,1,1,1,1]
["ACS800-U4-0400-7","R8",353,"3x(2x120+70)","3x(2x150+50Cu)",null,null,null,null,null,null,null,null,null,null,null,null,null,null,null,null,null,null,null,null,null,null,null,null,null,null,null,null,null,null,null,null,null,null,null,null,null,null,null,null,null,null,null,null,null,null,null,null,null,null,null,null,null,null,null,null,null,null,null,null,null,null,null,null,null,null,null,null,null,null,null,null,null,null,3,null,null,null,null,null,null,null,null,null,null,null,null,null,null,null,null,1,null,null,null,null,null,null,null,null,null,null,null,null,null,null,null,null,null,null,null,null,null,null,null,null,null,null,1,1,null,null,null,null,null,1,null,1,1,1,1,1,1,1,1,1,1,1,1,4,1,1,1,1,null,null,null,null,null,null,null,null,null,null,null,null,null,null,null,null,null,null,null,null,null,null,null,null,null,null,1,2,3,4,5,6,"1-6","1-4","1-4","5","5","6","6","1-6",null,"1-4","5-6",null," 1 - 2"," 1 - 2"," 1 - 2"," 3, 5 or 8"," 1 - 3"," 1 - 3",1,1,1,1,2,null,1,1,1,1,1,1,1,1,1,1,1,1,1,1]
["ACS800-U4-0440-7","R8",396,"3x(2x120+70)","3x(2x185+70Cu)",null,null,null,null,null,null,null,null,null,null,null,null,null,null,null,null,null,null,null,null,null,null,null,null,null,null,null,null,null,null,null,null,null,null,null,null,null,null,null,null,null,null,null,null,null,null,null,null,null,null,null,null,null,null,null,null,null,null,null,null,null,null,null,null,null,null,null,null,null,null,null,null,null,null,3,null,null,null,null,null,null,null,null,null,null,null,null,null,null,null,null,1,null,null,null,null,null,null,null,null,null,null,null,null,null,null,null,null,null,null,null,null,null,null,null,null,null,null,null,null,1,null,null,null,null,1,null,1,1,1,1,1,1,1,1,1,1,1,1,4,1,1,1,1,null,null,null,null,null,null,null,null,null,null,null,null,null,null,null,null,null,null,null,null,null,null,null,null,null,null,1,2,3,4,5,6,"1-6","1-4","1-4","5","5","6","6","1-6",null,"1-4","5-6",null," 1 - 2"," 1 - 2"," 1 - 2"," 3, 5 or 8"," 1 - 3"," 1 - 3",1,1,1,1,2,null,1,1,1,1,1,1,1,1,1,1,1,1,1,1]
["ACS800-U4-0490-7","R8",445,"3x(2x150+95)","3x(2x240+95Cu)",null,null,null,null,null,null,null,null,null,null,null,null,null,null,null,null,null,null,null,null,null,null,null,null,null,null,null,null,null,null,null,null,null,null,null,null,null,null,null,null,null,null,null,null,null,null,null,null,null,null,null,null,null,null,null,null,null,null,null,null,null,null,null,null,null,null,null,null,null,null,null,null,null,null,null,3,null,null,null,null,null,null,null,null,null,null,null,null,null,null,null,null,1,null,null,null,null,null,null,null,null,null,null,null,null,null,null,null,null,null,null,null,null,null,null,null,null,null,null,null,1,null,null,null,null,1,null,1,1,1,1,1,1,1,1,1,1,1,1,4,1,1,1,1,null,null,null,null,null,null,null,null,null,null,null,null,null,null,null,null,null,null,null,null,null,null,null,null,null,null,1,2,3,4,5,6,"1-6","1-4","1-4","5","5","6","6","1-6",null,"1-4","5-6",null," 1 - 2"," 1 - 2"," 1 - 2"," 3, 5 or 8"," 1 - 3"," 1 - 3",1,1,1,1,2,null,1,1,1,1,1,1,1,1,1,1,1,1,1,1]
["ACS800-U4-0550-7","R8",488,"3x(2x185+95)","3x(3x150+50Cu)",null,null,null,null,null,null,null,null,null,null,null,null,null,null,null,null,null,null,null,null,null,null,null,null,null,null,null,null,null,null,null,null,null,null,null,null,null,null,null,null,null,null,null,null,null,null,null,null,null,null,null,null,null,null,null,null,null,null,null,null,null,null,null,null,null,null,null,null,null,null,null,null,null,null,null,3,null,null,null,null,null,null,null,null,null,null,null,null,null,null,null,null,1,null,null,null,null,null,null,null,null,null,null,null,null,null,null,null,null,null,null,null,null,null,null,null,null,null,null,null,1,null,null,null,null,1,null,1,1,1,1,1,1,1,1,1,1,1,1,4,1,1,1,1,null,null,null,null,null,null,null,null,null,null,null,null,null,null,null,null,null,null,null,null,null,null,null,null,null,null,1,2,3,4,5,6,"1-6","1-4","1-4","5","5","6","6","1-6",null,"1-4","5-6",null," 1 - 2"," 1 - 2"," 1 - 2"," 3, 5 or 8"," 1 - 3"," 1 - 3",1,1,1,1,2,null,1,1,1,1,1,1,1,1,1,1,1,1,1,1]
["ACS800-U4-0610-7","R8",560,"3x(2x240+120)","3x(3x185+70Cu)",null,null,null,null,null,null,null,null,null,null,null,null,null,null,null,null,null,null,null,null,null,null,null,null,null,null,null,null,null,null,null,null,null,null,null,null,null,null,null,null,null,null,null,null,null,null,null,null,null,null,null,null,null,null,null,null,null,null,null,null,null,null,null,null,null,null,null,null,null,null,null,null,null,null,null,null,3,null,null,null,null,null,null,null,null,null,null,null,null,null,null,null,1,null,null,null,null,null,null,null,null,null,null,null,null,null,null,null,null,null,null,null,null,null,null,null,null,null,null,null,null,1,null,null,null,1,null,1,1,1,1,1,1,1,1,1,1,1,1,4,1,1,1,1,null,null,null,null,null,null,null,null,null,null,null,null,null,null,null,null,null,null,null,null,null,null,null,null,null,null,1,2,3,4,5,6,"1-6","1-4","1-4","5","5","6","6","1-6",null,"1-4","5-6",null," 1 - 2"," 1 - 2"," 1 - 2"," 3, 5 or 8"," 1 - 3"," 1 - 3",1,1,1,1,2,null,1,1,1,1,1,1,1,1,1,1,1,1,1,1]

{"sheet":"ACS880-01_04","index":4,"n_rows":114,"n_cols":197,"rows_kept":114,"cut":false,"hidden":false,"merged":[[2,146,2,164],[2,165,2,180],[2,181,2,192],[2,193,2,195],[2,5,2,39],[2,40,2,72],[2,73,2,100],[2,101,2,121],[2,122,2,137],[2,138,2,145]]}
[null,null,null,"Main Cable",null,"Main Fuses (gG)",null,null,null,null,null,null,null,null,null,null,null,null,null,null,null,null,null,null,null,null,null,null,null,null,null,null,null,null,null,null,null,null,null,null,"Main Fuses (aR)",null,null,null,null,null,null,null,null,null,null,null,null,null,null,null,null,null,null,null,null,null,null,null,null,null,null,null,null,null,null,null,null,"Main Fuses (UL)",null,null,null,null,null,null,null,null,null,null,null,null,null,null,null,null,null,null,null,null,null,null,null,null,null,null,null,"Miniature circuit breaker",null,null,null,null,null,null,null,null,null,null,null,null,null,null,null,null,null,null,null,null,"Moulded Case Circuit Breaker",null,null,null,null,null,null,null,null,null,null,null,null,null,null,null,"Main Switch",null,null,null,null,null,null,null,"Main Contactor",null,null,null,null,null,null,null,null,null,null,null,null,null,null,null,null,null,null,"Output Chokes (du/dt filters)",null,null,null,null,null,null,null,null,null,null,null,null,null,null,null,"Braking Resistor",null,null,null,null,null,null,null,null,null,null,null,"Residual Current Device",null,null,"Nsin Filter"]
[null,null,null,null,null,null,null,null,null,null,null,null,null,null,null,null,null,null,null,null,null,null,null,null,null,null,null,null,null,null,null,null,null,null,null,null,null,null,null,null,null,null,null,null,null,null,null,null,null,null,null,null,null,null,null,null,null,null,null,null,null,null,null,null,null,null,null,null,null,null,null,null,null,null,null,null,null,null,null,null,null,null,null,null,null,null,null,null,null,null,null,null,null,null,null,null,null,null,null,null,null,null,null,null,null,null,null,null,null,null,null,null,null,null,null,null,null,null,null,null,null,null,null,null,null,null,null,null,null,null,null,null,null,null,null,null,null,null,"Circuit Diagram ref. nbr. 00362465",null,null,null,null,null,null,null,"Circuit Diagram ref. nbr. 00362465",null,null,null,null,null,null,null,null,null,null,null,null,null,null,null,null,null,null,"Circuit Diagram ref. nbr. 00362465",null,null,null,null,null,null,null,null,null,null,null,null,null,null,null,"Circuit Diagram ref. nbr. 00362933, 00362933",null,null,null,null,null,null,null,null,null,null,null,null,null,null,"Circuit Diagram ref. nbr."]
["Type",null,"Current ratings","Mains cable *",null,"gG Fuses (see footnotes)",null,null,null,null,null,null,null,null,null,null,null,null,null,null,null,null,null,null,null,null,null,null,null,null,null,null,null,null,null,null,null,null,null,null,"aR Fuses(see footnotes)",null,null,null,null,null,null,null,null,null,null,null,null,null,null,null,null,null,null,null,null,null,null,null,null,null,null,null,null,null,null,null,null,"UL-class Fuses",null,null,null,null,null,null,null,null,null,null,null,null,null,null,null,null,null,null,null,null,null,null,null,null,null,null,null,"Miniature circuit breaker",null,null,null,null,null,null,null,null,null,null,null,null,null,null,null,null,null,null,null,null,"Tmax Moulded Case Circuit Breaker",null,null,null,null,null,null,null,null,null,null,null,null,null,null,null,"Switch Fuse",null,null,null,null,null,null,null,"Contactor",null,null,null,null,null,null,null,null,null,null,null,null,null,null,null,null,null,null,"du/dt filters",null,null,null,null,null,null,null,null,null,null,null,null,null,null,null,"Braking Resistor",null,null,null,null,null,null,null,null,null,null,null,"Residual Current Device",null,null,"Nsin Filter"]
[null,null,null,null,null,"gG Fuses","gG Fuses","gG Fuses","gG Fuses","gG Fuses","gG Fuses","gG Fuses","gG Fuses","gG Fuses","gG Fuses","gG Fuses","gG Fuses","gG Fuses","gG Fuses","gG Fuses","gG Fuses","gG Fuses","gG Fuses","gG Fuses","gG Fuses","gG Fuses","gG Fuses","gG Fuses","gG Fuses","gG Fuses","gG Fuses","gG Fuses","gG Fuses","gG Fuses","gG Fuses","gG Fuses","gG Fuses","gG Fuses","gG Fuses","gG Fuses","aR Fuses","aR Fuses","aR Fuses","aR Fuses","aR Fuses","aR Fuses","aR Fuses","aR Fuses","aR Fuses","aR Fuses","aR Fuses","aR Fuses","aR Fuses","aR Fuses","aR Fuses","aR Fuses","aR Fuses","aR Fuses","aR Fuses","aR Fuses","aR Fuses","aR Fuses","aR Fuses","aR Fuses","aR Fuses","aR Fuses","aR Fuses","aR Fuses","aR Fuses","aR Fuses","aR Fuses","aR Fuses","aR Fuses","T-class","T-class","T-class","T-class","T-class","T-class","T-class","T-class","T-class","T-class","T-class","T-class","T-class","T-class","T-class","T-class","T-class","T-class","T-class","T-class","T-class","T-class","T-class","T-class","T-class","L-class","L-class","L-class","Miniature circuit breaker","Miniature circuit breaker","Miniature circuit breaker","Miniature circuit breaker","Miniature circuit breaker","Miniature circuit breaker","Miniature circuit breaker","Miniature circuit breaker","Miniature circuit breaker","Miniature circuit breaker","Miniature circuit breaker","Miniature circuit breaker","Miniature circuit breaker","Miniature circuit breaker","Miniature circuit breaker","Miniature circuit breaker","Miniature circuit breaker","Miniature circuit breaker","Miniature circuit breaker","Miniature circuit breaker",null,"Tmax Moulded Case Circuit Breaker","Tmax Moulded Case Circuit Breaker","Tmax Moulded Case Circuit Breaker","Tmax Moulded Case Circuit Breaker","Tmax Moulded Case Circuit Breaker","Tmax Moulded Case Circuit Breaker","Tmax Moulded Case Circuit Breaker","Tmax Moulded Case Circuit Breaker","Tmax Moulded Case Circuit Breaker","Tmax Moulded Case Circuit Breaker","Tmax Moulded Case Circuit Breaker","Tmax Moulded Case Circuit Breaker","Tmax Moulded Case Circuit Breaker","Tmax Moulded Case Circuit Breaker","Tmax Moulded Case Circuit Breaker",null,"Switch Fuse","Switch Fuse","Switch Fuse","Switch Fuse","Switch Fuse","Switch Fuse","Switch Fuse","Switch Fuse","Contactor","Contactor","Contactor","Contactor","Contactor","Contactor","Contactor","Contactor","Contactor","Contactor","Contactor","Contactor","Contactor","Contactor","Contactor","Contactor","Contactor","Contactor","Contactor","du/dt filters unprotected (IP00)","du/dt filters unprotected (IP00)","du/dt filters unprotected (IP00)","du/dt filters unprotected (IP00)","du/dt filters unprotected (IP00)","du/dt filters unprotected (IP00)","du/dt filters unprotected (IP00)","du/dt filters unprotected (IP00)","du/dt filters protected (IP22)","du/dt filters protected (IP22)","du/dt filters protected (IP22)","du/dt filters protected (IP22)","du/dt filters protected (IP54)","du/dt filters protected (IP54)","du/dt filters protected (IP54)","du/dt filters protected (IP54)","Braking Resistor","Braking Resistor","Braking Resistor","Braking Resistor","Braking Resistor","Braking Resistor","Braking Resistor","Braking Resistor","Braking Resistor","Braking Resistor","Braking Resistor","Braking Resistor","RCCB F 200 series","RCCB F 200 series","T4 series","Nsin Filter"]
[null,null,"I2cont.max",null,null,"ABB: OFAF000H4 4A, 500V, 53A2s","ABB: OFAF000H6 6A, 500V, 110A2s","ABB: OFAF000H10 10A, 500V, 360A2s","ABB: OFAF000H16 16A, 500V, 740A2s","ABB: OFAF000H25 25A, 500V, 2,5kA2s","ABB: OFAF000H32 32A, 500V, 4,5kA2s","ABB: OFAF000H40 40A, 500V, 7,7A2s","ABB: OFAF000H50 50A, 500V, 16kA2s","ABB: OFAF000H63 63A, 500V, 20,1kA2s","ABB: OFAF000H80 80A, 500V, 37,5kA2s","ABB: OFAF000H100 100A, 500V, 65kASs","ABB: OFAF00H125 125A, 500V, 100kA2s","ABB: OFAF00H160 160A, 500V, 170kA2s","ABB: OFAF0H200 200A, 500V, 300kA2s","ABB: OFAF0H250 250A, 500V, 600kA2s","ABB: OFAF1H315 315A, 500V, 710kA2s","ABB: OFAF1H355 355A, 500V, 920kA2s","ABB: OFAF2H400 400A, 500V, 1000kA2s","ABB: OFAF2H425 425A, 500V, 1300kA2s","ABB: OFAF2H500 500A, 500V, 2000kA2s","ABB: OFAF3H630 630A, 500V, 2800kA2s","ABB: OFAA000GG16 16A, 690V, 1,2kA2s","ABB: OFAA000GG20 20A, 690V, 2,4kA2s","ABB: OFAA000GG25 25A, 690V, 4kA2s","ABB: OFAA000GG35 35A, 690V, 12kA2s","ABB: OFAA000GG50 50A, 690V, 24kA2s","ABB: OFAA000GG63 63A, 690V, 30kA2s","ABB: OFAA0GG80 16A, 690V, 51kA2s","ABB: OFAA0GG100 100A, 690V, 95kA2s","ABB: OFAA1GG160 160A, 690V, 240kA2s","ABB: OFAA1GG200 200A, 690V, 350kA2s","ABB: OFAA1GG250 250A, 690V, 700kA2s","ABB: OFAA2GG315 315A, 690V, 850kA2s","ABB: OFAA3GG400 400A, 690V, 1300kA2s","gG fuse is too slow for this drive","Bussmann: 170M1559 16A, 690V, 48A2s","Bussmann: 170M1560 20A, 690V, 78A2s","Bussmann: 170M1561 25A, 690V, 130A2s","Bussmann: 170M1562 32A, 690V, 270A2s","Bussmann: 170M1563 40A, 690V, 460A2s","Bussmann: 170M1564 50A, 690V, 770A2s","Bussmann: 170M1565 63A, 690V, 1450A2s","Bussmann: 170M1566 80A, 690V, 2550A2s","Bussmann: 170M1567 100A, 690V, 4650A2s","Bussmann: 170M1568 125A, 690V, 8500A2s","Bussmann: 170M1569 160A, 690V, 16kA2s","Bussmann: 170M3813 125A, 690V, 3700A2s","Bussmann: 170M3814 160A, 690V, 7500A2s","Bussmann: 170M3815 200A, 690V, 15kA2s","Bussmann: 170M3816 250A, 690V, 28500A2s","Bussmann: 170M3817 315A, 690V, 46500A2s","Bussmann: 170M3818 350A, 690V, 68500A2s","Bussmann: 170M5808 400A, 690V, 74kA2s","Bussmann: 170M5809 450A, 690V, 105kA2s","Bussmann: 170M5810 500A, 690V, 145kA2s","Bussmann: 170M5811 550A, 690V, 190kA2s","Bussmann: 170M5812 630A, 690V, 275kA2s","Bussmann: 170M6810D 630A, 690V, 490 kA2s","Bussmann: 170M5813 700A, 690V, 405kA2s","Bussmann: 170M6811D 700A, 690V, 320 kA2s","Bussmann: 170M6812D 800A, 690V, 490 kA2s","Bussmann: 170M6813D 900A, 690V, 720 kA2s","Bussmann: 170M6814D 1000A, 690V, 985 kA2s","Bussmann: 170M6892D 1100A, 690V, 1400 kA2s","Bussmann: 170M8554D 1250A, 690V, 2150 kA2s","Bussmann: 170M8555D 1400A, 690V,2700 kA2s","Bussmann: 170M8556D 1500A, 690V,3350 kA2s","Bussmann: 170M8557D 1600A, 690V,4150 kA2s","Bussmann: JJS-3 3A, 600V","Bussmann: JJS-6 6A, 600V","Bussmann: JJS-10 10A, 600V","Bussmann: JJS-15 15A, 600V","Bussmann: JJS-20 20A, 600V","Bussmann: JJS-25 25A, 600V","Bussmann: JJS-30 30A, 600V","Bussmann: JJS-35 35A, 600V","Bussmann: JJS-40 40A, 600V","Bussmann: JJS-50 50A, 600V","Bussmann: JJS-60 60A, 600V","Bussmann: JJS-80 80A, 600V","Bussmann: JJS-90 90A, 600V","Bussmann: JJS-100 100A, 600V","Bussmann: JJS-110 110A, 600V","Bussmann: JJS-125 125A, 600V","Bussmann: JJS-150 150A, 600V","Bussmann:  JJS-200 200A, 600V","Bussmann: JJS-225 225A, 600V","Bussmann: JJS-250 250A, 600V","Bussmann: JJS-300 300A, 600V","Bussmann: JJS-350 350A, 600V","Bussmann: JJS-400 400A, 600V","Bussmann: JJS-500 500A, 600V","Bussmann: JJS-600 600A, 600V","Ferraz: A4BY800    800A, 600V ","Ferraz: A4BY900    900A, 600V ","Ferraz: A4BY1000    1000A, 600V ","ABB: S 203 M/P-B/C 6 (prospective SC current 5kA)","ABB: S 203 M/P-B/C 10 (prospective SC current 5kA)","ABB: S 203 M/P-B/C 13 (prospective SC current 5kA)","ABB: S 203 M/P-B/C 16 (prospective SC current 5kA)","ABB: S 203 M/P-B/C 20 (prospective SC current 5kA)","ABB: S 203 M/P-B/C 25 (prospective SC current 5kA)","ABB: S 203 M/P-B/C 32 (prospective SC current 5kA)","ABB: S 203 M/P-B/C 50 (prospective SC current 5kA)","ABB: S 203 M/P-B/C 63 (prospective SC current 5kA)","ABB: S 803 S-B/C 6 (prospective SC current 10kA, >500V 4kA)","ABB: S 803 S-B/C 10 (prospective SC current 10kA, >500V 4kA)","ABB: S 803 S-B/C 13 (prospective SC current 10kA, >500V 4kA)","ABB: S 803 S-B/C 20 (prospective SC current 10kA, >500V 4kA)","ABB: S 803 S-B/C 25 (prospective SC current 10kA, >500V 4kA)","ABB: S 803 S-B/C 32 (prospective SC current 10kA, >500V 4kA)","ABB: S 803 S-B/C 50 (prospective SC current 10kA, >500V 4kA)","ABB: S 803 S-B/C 63 (prospective SC current 10kA, >500V 4kA)","ABB: S 803 S-B/C 75 (prospective SC current 10kA, >500V 4kA)","ABB: S 803 S-B/C 80 (prospective SC current 10kA, >500V 4kA)","ABB: S 803 S-B/C 125 (prospective SC current 10kA, >500V 3kA)","No miniature breaker for this drive. Select molded case breaker.","ABB: 1SDA067914R1 (XT2 L 160 Ekip LS/I In=10 3p F F) \n500V: Prospective SC current 65kA\n>500V Prospective SC current 18kA","ABB: 1SDA067915R1 (XT2 L 160 Ekip LS/I In=25 3p F F)\n500V: Prospective SC current 65kA\n>500V Prospective SC current 18kA","ABB: 1SDA067916R1 (XT2 L 160 Ekip LS/I In=63 3p F F)\n500V: Prospective SC current 65kA\n>500V Prospective SC current 18kA","ABB: 1SDA067917R1 (XT2 L 160 Ekip LS/I In=100 3p F F)\n500V: Prospective SC current 65kA\n>500V Prospective SC current 18kA","ABB: 1SDA067918R1 (XT2 L 160 Ekip LS/I In=160 3p F F)\n500V: Prospective SC current 65kA\n>500V Prospective SC current 18kA\n\n","ABB: 1SDA068555R1 (XT4 L 250 Ekip LS/I In=250 3p F F)\n500V: Prospective SC current 65kA\n>500V Prospective SC current 20kA","ABB: 1SDA054069R1 (T4 L 250 PR221DS-LS/I In=100 3p F F)\n500V: Prospective SC current 65kA\n>500V Prospective SC current 35kA","ABB: 1SDA054070R1 (T4 L 250 PR221DS-LS/I In=160 3p F F)\n500V: Prospective SC current 65kA\n>500V Prospective SC current 35kA","ABB: 1SDA054071R1 (T4 L 250 PR221DS-LS/I In=250 3p F F)\n500V: Prospective SC current 65kA\n>500V Prospective SC current 35kA","ABB: 1SDA054141R1 (T4 L 320 PR221DS-LS/I In=320 3p F F)\n500V: Prospective SC current 65kA\n>500V Prospective SC current 35kA","ABB: 1SDA054365R1 (T5 L 400 PR221DS-LS/I In=400 3p F F)\n500V: Prospective SC current 65kA\n>500V Prospective SC current 35kA","ABB: 1SDA054420R1 (T5 L 630 PR221DS-LS/I In=630 3p F F)500V: Prospective SC current 65kA\n>500V Prospective SC current 35kA","ABB: 1SDA054412R1 (T5H 630 PR221DS-LS/I In=630 3p F F)","ABB: 1SDA069428R1 (T6V 800 PR221DS-LS/I In=800 3p F F)","ABB: 1SDA062770R1 (T7H 1000 PR231/P LS/I In=1000A 3p F F)","No Moulded case circuit breaker for this drive. Select miniature circuit breaker.","ABB: OS32GD_ (1000V,32A,DIN 000)","ABB: OS63GD_ (1000V,63A,DIN 000)","ABB: OS125GD_ (1000V, 125A, DIN 000,00)","ABB: OS160GD_ (1000V, 160A, DIN 000,00)","ABB: OS250D12_ (1000V, 250A, DIN 0-1)","ABB: OS400D12_ (1000V, 400A, DIN 0-2)","ABB: OS630D12_ (1000V, 630A, DIN 3)",null,"ABB: AF09-30-22-13 (25A,1000V 100-250V/50-60Hz)","ABB: AF12-30-22-13 (28A,1000V 100-250V/50-60Hz)","ABB: AF16-30-22-13 (30A,1000V 100-250V/50-60Hz)","ABB: AF26-30-22-13 (45A,1000V 100-250V/50-60Hz)","ABB: AF30-30-22-13 (50A,1000V 100-250V/50-60Hz)","ABB: AF50-30-22-70 (100A,1000V 100-250V/50-60Hz)","ABB: AF63-30-22-70 (115A,1000V 100-250V/50-60Hz)","ABB: AF75-30-22-70 (125A,1000V 100-250V/50-60Hz)","ABB: AF95-30-22-70 (145A,1000V 100-250V/50-60Hz)","ABB: AF110-30-22-70 (160A,1000V 100-250V/50-60Hz)","ABB: AF145-30-22-70 (250A,1000V 100-250V/50-60Hz)","ABB: AF185-30-22-70 (275A,1000V 100-250V/50-60Hz)","ABB: AF210-30-22-70 (350A,1000V 100-250V/50-60Hz)","ABB: AF260-30-22-70 (400A,1000V 100-250V/50-60Hz)","ABB: AF300-30-22-70 (500A,1000V 100-250V/50-60Hz)","ABB: AF400-30-22-70 (600A,1000V 100-250V/50-60Hz)","ABB: AF460-30-22-70 (700A,1000V 100-250V/50-60Hz)","ABB: AF580-30-22-70 (800A,1000V 100-250V/50-60Hz)","ABB: AF750-30-22-70 (1050A,1000V 100-250V/50-60Hz)","ABB Drives: NOCH0016-60","ABB Drives: NOCH0030-60","ABB Drives: NOCH0070-60","ABB Drives: NOCH0120-60","ABB Drives: FOCH0260-70","ABB Drives: FOCH0320-50","ABB Drives: FOCH0610-70","ABB Drives: FOCH0875-70","ABB Drives: NOCH0016-62","ABB Drives: NOCH0030-62","ABB Drives: NOCH0070-62","ABB Drives: NOCH0120-62","ABB Drives: NOCH0016-65","ABB Drives: NOCH0030-65","ABB Drives: NOCH0070-65","ABB Drives: NOCH0120-65","ABB Drives: JBR-01","ABB Drives: JBR-03","ABB Drives: SACE08RE44","ABB Drives: SACE15RE22","ABB Drives: SACE15RE13","ABB Drives: SAFUR90F575","ABB Drives: SAFUR90F575","ABB Drives: SAFUR80F500","ABB Drives: SAFUR125F500","ABB Drives: SAFUR125F500","ABB Drives: SAFUR200F500","ABB Drives: SAFUR210F575","F204 B-63/0.3","F204 B-125/0.3","T4 250 A"]
[null,"Frame",null,null,null,"230/115","230/115","230/115","230/115","230/115","230/115","230/115","230/115","230/115","230/115","230/115","230/115","230/115","230/115","230/115","230/115","230/115","230/115","230/115","230/115","230/115","230/115","230/115","230/115","230/115","230/115","230/115","230/115","230/115","230/115","230/115","230/115","230/115","230/115","230/115","230/115","230/115","230/115","230/115","230/115","230/115","230/115","230/115","230/115","230/115","230/115","230/115","230/115","230/115","230/115","230/115","230/115","230/115","230/115","230/115","230/115","230/115","230/115","230/115","230/115","230/115","230/115","230/115","230/115","230/115","230/115","230/115","230/115","230/115","230/115","230/115","230/115","230/115","230/115","230/115","230/115","230/115","230/115","230/115","230/115","230/115","230/115","230/115","230/115","230/115","230/115","230/115","230/115","230/115","230/115","230/115","230/115","230/115","230/115","230/115","230/115","230/115","230/115","230/115","230/115","230/115","230/115","230/115","230/115","230/115","230/115","230/115","230/115","230/115","230/115","230/115","230/115","230/115","230/115","230/115","230/115","230/115","230/115","230/115","230/115","230/115","230/115","230/115","230/115","230/115","230/115","230/115","230/115","230/115",null,null,null,"230/115","230/115","230/115","230/115","230/115","230/115","230/115","230/115","230/115","230/115","230/115","230/115","230/115","230/115","230/115","230/115","230/115","230/115","230/115","230/115","230/115","230/115","230/115","230/115","230/115","230/115","230/115","230/115","230/115","230/115","230/115","230/115","230/115","230/115","230/115","230/116","230/115","230/115","230/115","230/115","230/115","230/115","230/115","230/115","230/115","230/115","230/115","230/115","230/115","230/115","230/115","230/115","230/115","230/115","230/115","230/115","230/115","230/115","230/115"]
[null,null,null,null,"Part number ->",null,null,null,null,null,null,null,null,null,null,null,null,null,null,null,null,null,null,null,null,null,null,null,null,null,null,null,null,null,null,null,null,null,null,"Select aR Fuses",null,null,null,null,null,null,null,null,null,null,null,null,null,null,null,null,null,null,null,null,null,null,null,null,null,null,null,null,null,null,null,null,null,"UN = 440....480 V","UN = 440....480 V","UN = 440....480 V","UN = 440....480 V","UN = 440....480 V","UN = 440....480 V","UN = 440....480 V","UN = 440....480 V","UN = 440....480 V","UN = 440....480 V","UN = 440....480 V","UN = 440....480 V","UN = 440....480 V","UN = 440....480 V","UN = 440....480 V","UN = 440....480 V","UN = 440....480 V","UN = 440....480 V","UN = 440....480 V","UN = 440....480 V","UN = 440....480 V","UN = 440....480 V","UN = 440....480 V","UN = 440....480 V","UN = 440....480 V","UN = 440....480 V","UN = 440....480 V","UN = 440....480 V",null,null,null,null,null,null,null,null,null,null,null,null,null,null,null,null,null,null,null,null,null,null,null,null,null,null,null,"*) Alternative option","*) Alternative option","*) Alternative option",null,null,null,null,null,null,null,null,null,null,null,null,null,null,null,"≤40 °C","≤40 °C","≤40 °C","≤40 °C","≤40 °C","≤40 °C","≤40 °C","≤40 °C","≤40 °C","≤40 °C","≤40 °C","≤40 °C","≤40 °C","≤40 °C","≤40 °C","≤40 °C","≤40 °C","≤40 °C","≤40 °C",null,null,null,"3 filters included in the kit",null,null,null,null,null,null,null,null,null,null,null,null,"Connected in series",null,null,null,null,"Connected in series","(with code +D150)","(with code +D150)","(with code +D150)","(with code +D150) Connected in parallel","(with code +D150)","(with code +D150) Connected in parallel"]
[]
["UN = 230 V (208, 220, 230, 240 V)"]
["ACS880-01-04A6-2","R1",4.5999999999999996,null,null,null,3,null,null,null,null,null,null,null,null,null,null,null,null,null,null,null,null,null,null,null,null,null,null,null,null,null,null,null,null,null,null,null,null,null,3,null,null,null,null,null,null,null,null,null,null,null,null,null,null,null,null,null,null,null,null,null,null,null,null,null,null,null,null,null,null,null,null,null,null,null,3,null,null,null,null,null,null,null,null,null,null,null,null,null,null,null,null,null,null,null,null,null,null,null,null,null,1,null,null,null,null,null,null,null,null,null,null,null,null,null,null,null,null,null,null,null,null,null,null,null,null,null,null,null,null,null,null,null,null,null,null,"x",1,null,null,null,null,null,null,null,1,null,null,null,null,null,null,null,null,null,null,null,null,null,null,null,null,null,null,null,null,null,null,null,null,null,null,null,null,null,null,null,null,null,null,2,null,null,null,null,null,null,null,null,null,null,null,1]
["ACS880-01-06A6-2","R1",6.6,null,null,null,null,3,null,null,null,null,null,null,null,null,null,null,null,null,null,null,null,null,null,null,null,null,null,null,null,null,null,null,null,null,null,null,null,null,3,null,null,null,null,null,null,null,null,null,null,null,null,null,null,null,null,null,null,null,null,null,null,null,null,null,null,null,null,null,null,null,null,null,null,null,3,null,null,null,null,null,null,null,null,null,null,null,null,null,null,null,null,null,null,null,null,null,null,null,null,null,1,null,null,null,null,null,null,null,null,null,null,null,null,null,null,null,null,null,null,null,null,null,null,null,null,null,null,null,null,null,null,null,null,null,null,"x",1,null,null,null,null,null,null,null,1,null,null,null,null,null,null,null,null,null,null,null,null,null,null,null,null,null,null,null,null,null,null,null,null,null,null,null,null,null,null,null,null,null,null,2,null,null,null,null,null,null,null,null,null,null,null,1]
["ACS880-01-07A5-2","R1",7.5,null,null,null,null,null,3,null,null,null,null,null,null,null,null,null,null,null,null,null,null,null,null,null,null,null,null,null,null,null,null,null,null,null,null,null,null,null,3,null,null,null,null,null,null,null,null,null,null,null,null,null,null,null,null,null,null,null,null,null,null,null,null,null,null,null,null,null,null,null,null,null,null,null,3,null,null,null,null,null,null,null,null,null,null,null,null,null,null,null,null,null,null,null,null,null,null,null,null,null,null,null,1,null,null,null,null,null,null,null,null,null,null,null,null,null,null,null,null,null,null,null,null,null,null,null,null,null,null,null,null,null,null,null,null,"x",1,null,null,null,null,null,null,null,1,null,null,null,null,null,null,null,null,null,null,null,null,null,null,null,null,null,null,null,null,null,null,null,null,null,null,null,null,null,null,null,null,null,null,null,1,null,null,null,null,null,null,null,null,null,null,1]
["ACS880-01-10A6-2","R1",10.6,null,null,null,null,null,3,null,null,null,null,null,null,null,null,null,null,null,null,null,null,null,null,null,null,null,null,null,null,null,null,null,null,null,null,null,null,null,null,3,null,null,null,null,null,null,null,null,null,null,null,null,null,null,null,null,null,null,null,null,null,null,null,null,null,null,null,null,null,null,null,null,null,null,null,3,null,null,null,null,null,null,null,null,null,null,null,null,null,null,null,null,null,null,null,null,null,null,null,null,null,null,1,null,null,null,null,null,null,null,null,null,null,null,null,null,null,null,null,null,null,null,null,null,null,null,null,null,null,null,null,null,null,null,null,"x",1,null,null,null,null,null,null,null,1,null,null,null,null,null,null,null,null,null,null,null,null,null,null,null,null,null,null,null,null,null,null,null,null,null,null,null,null,null,null,null,null,null,null,null,1,null,null,null,null,null,null,null,null,null,null,1]
["ACS880-01-16A8-2","R2",16.8,null,null,null,null,null,null,3,null,null,null,null,null,null,null,null,null,null,null,null,null,null,null,null,null,null,null,null,null,null,null,null,null,null,null,null,null,null,null,null,3,null,null,null,null,null,null,null,null,null,null,null,null,null,null,null,null,null,null,null,null,null,null,null,null,null,null,null,null,null,null,null,null,null,null,null,3,null,null,null,null,null,null,null,null,null,null,null,null,null,null,null,null,null,null,null,null,null,null,null,null,null,null,1,null,null,null,null,null,null,null,null,null,null,null,null,null,null,null,null,null,null,null,null,null,null,null,null,null,null,null,null,null,null,null,"x",1,null,null,null,null,null,null,null,1,null,null,null,null,null,null,null,null,null,null,null,null,null,null,null,null,null,null,null,null,null,null,null,null,null,null,null,null,null,null,null,null,null,null,null,null,null,1,null,null,null,null,null,null,null,null,1]
["ACS880-01-24A3-2","R2",24.3,null,null,null,null,null,null,null,null,3,null,null,null,null,null,null,null,null,null,null,null,null,null,null,null,null,null,null,null,null,null,null,null,null,null,null,null,null,null,null,null,null,3,null,null,null,null,null,null,null,null,null,null,null,null,null,null,null,null,null,null,null,null,null,null,null,null,null,null,null,null,null,null,null,null,null,null,null,null,3,null,null,null,null,null,null,null,null,null,null,null,null,null,null,null,null,null,null,null,null,null,null,null,null,null,1,null,null,null,null,null,null,null,null,null,null,null,null,null,null,null,null,null,null,null,null,null,null,null,null,null,null,null,null,null,"x",1,null,null,null,null,null,null,null,1,null,null,null,null,null,null,null,null,null,null,null,null,null,null,null,null,null,null,null,null,null,null,null,null,null,null,null,null,null,null,null,null,null,null,null,null,null,1,null,null,null,null,null,null,null,null,1]
["ACS880-01-031A-2","R3",31,null,null,null,null,null,null,null,null,null,3,null,null,null,null,null,null,null,null,null,null,null,null,null,null,null,null,null,null,null,null,null,null,null,null,null,null,null,null,null,null,null,null,null,3,null,null,null,null,null,null,null,null,null,null,null,null,null,null,null,null,null,null,null,null,null,null,null,null,null,null,null,null,null,null,null,null,null,null,null,3,null,null,null,null,null,null,null,null,null,null,null,null,null,null,null,null,null,null,null,null,null,null,null,null,null,1,null,null,null,null,null,null,null,null,null,null,null,null,null,null,null,null,null,null,null,null,null,null,null,null,null,null,null,null,"x",null,1,null,null,null,null,null,null,null,null,null,1,null,null,null,null,null,null,null,null,null,null,null,null,null,null,null,null,null,null,null,null,null,null,null,null,null,null,null,null,null,null,null,null,null,null,null,1,null,null,null,null,null,null,null,1]
["ACS880-01-046A-2","R4",46,null,null,null,null,null,null,null,null,null,null,3,null,null,null,null,null,null,null,null,null,null,null,null,null,null,null,null,null,null,null,null,null,null,null,null,null,null,null,null,null,null,null,null,null,3,null,null,null,null,null,null,null,null,null,null,null,null,null,null,null,null,null,null,null,null,null,null,null,null,null,null,null,null,null,null,null,null,null,null,null,null,3,null,null,null,null,null,null,null,null,null,null,null,null,null,null,null,null,null,null,null,null,null,null,null,null,null,null,null,null,null,null,null,null,null,1,null,null,null,null,null,null,null,null,null,null,null,null,null,null,null,null,null,null,"x",null,null,null,null,null,null,null,null,null,null,null,null,1,null,null,null,null,null,null,null,null,null,null,null,null,null,null,null,null,null,null,null,null,null,null,null,null,null,null,null,null,null,null,null,null,null,null,1,null,null,null,null,null,null,null,1]
["ACS880-01-061A-2","R4",61,null,null,null,null,null,null,null,null,null,null,null,3,null,null,null,null,null,null,null,null,null,null,null,null,null,null,null,null,null,null,null,null,null,null,null,null,null,null,null,null,null,null,null,null,null,null,3,null,null,null,null,null,null,null,null,null,null,null,null,null,null,null,null,null,null,null,null,null,null,null,null,null,null,null,null,null,null,null,null,null,null,null,null,3,null,null,null,null,null,null,null,null,null,null,null,null,null,null,null,null,null,null,null,null,null,null,null,null,null,null,null,null,null,null,null,null,1,null,null,null,null,null,null,null,null,null,null,null,null,null,null,null,null,null,"x",null,null,null,null,null,null,null,null,null,null,null,null,null,1,null,null,null,null,null,null,null,null,null,null,null,null,null,null,null,null,null,null,null,null,null,null,null,null,null,null,null,null,null,null,null,null,null,1,null,null,null,null,null,null,null,null,1]
["ACS880-01-075A-2","R5",75,null,null,null,null,null,null,null,null,null,null,null,null,3,null,null,null,null,null,null,null,null,null,null,null,null,null,null,null,null,null,null,null,null,null,null,null,null,null,null,null,null,null,null,null,null,null,null,null,3,null,null,null,null,null,null,null,null,null,null,null,null,null,null,null,null,null,null,null,null,null,null,null,null,null,null,null,null,null,null,null,null,null,null,null,null,3,null,null,null,null,null,null,null,null,null,null,null,null,null,null,null,null,null,null,null,null,null,null,null,null,null,null,null,null,null,null,null,1,null,null,null,null,null,1,null,null,null,null,null,null,null,null,null,null,null,null,null,null,null,null,null,null,null,null,null,null,null,null,1,null,null,null,null,null,null,null,null,null,null,null,null,null,null,null,null,null,null,null,null,null,null,null,null,null,null,null,null,null,null,null,null,null,null,null,null,null,null,null,null,null,null,1]
["ACS880-01-087A-2","R5",87,null,null,null,null,null,null,null,null,null,null,null,null,null,3,null,null,null,null,null,null,null,null,null,null,null,null,null,null,null,null,null,null,null,null,null,null,null,null,null,null,null,null,null,null,null,null,null,null,null,3,null,null,null,null,null,null,null,null,null,null,null,null,null,null,null,null,null,null,null,null,null,null,null,null,null,null,null,null,null,null,null,null,null,null,null,3,null,null,null,null,null,null,null,null,null,null,null,null,null,null,null,null,null,null,null,null,null,null,null,null,null,null,null,null,null,null,null,1,null,null,null,null,null,1,null,null,null,null,null,null,null,null,null,null,null,null,null,null,null,null,null,null,null,null,null,null,null,null,1,null,null,null,null,null,null,null,null,null,null,null,null,null,null,null,null,null,null,null,null,null,null,null,null,null,null,null,null,null,null,null,null,null,null,null,null,null,null,null,null,null,null,1]
["ACS880-01-115A-2","R6",115,null,null,null,null,null,null,null,null,null,null,null,null,null,null,3,null,null,null,null,null,null,null,null,null,null,null,null,null,null,null,null,null,null,null,null,null,null,null,null,null,null,null,null,null,null,null,null,null,null,null,3,null,null,null,null,null,null,null,null,null,null,null,null,null,null,null,null,null,null,null,null,null,null,null,null,null,null,null,null,null,null,null,null,null,null,null,3,null,null,null,null,null,null,null,null,null,null,null,null,null,null,null,null,null,null,null,null,null,null,null,null,null,null,null,null,null,null,null,"x",null,null,null,null,1,null,null,null,null,null,null,null,null,null,null,null,null,null,null,null,null,null,null,null,null,null,null,null,null,null,null,1]
["ACS880-01-145A-2","R6",145,null,null,null,null,null,null,null,null,null,null,null,null,null,null,null,3,null,null,null,null,null,null,null,null,null,null,null,null,null,null,null,null,null,null,null,null,null,null,null,null,null,null,null,null,null,null,null,null,null,null,null,3,null,null,null,null,null,null,null,null,null,null,null,null,null,null,null,null,null,null,null,null,null,null,null,null,null,null,null,null,null,null,null,null,null,null,null,3,null,null,null,null,null,null,null,null,null,null,null,null,null,null,null,null,null,null,null,null,null,null,null,null,null,null,null,null,null,null,"x",null,null,null,null,null,1,null,null,null,null,null,null,null,null,null,null,null,null,null,null,null,null,null,null,null,null,null,null,null,null,null,null,1]
["ACS880-01-170A-2","R7",170,null,null,null,null,null,null,null,null,null,null,null,null,null,null,null,null,3,null,null,null,null,null,null,null,null,null,null,null,null,null,null,null,null,null,null,null,null,null,null,null,null,null,null,null,null,null,null,null,null,null,null,null,3,null,null,null,null,null,null,null,null,null,null,null,null,null,null,null,null,null,null,null,null,null,null,null,null,null,null,null,null,null,null,null,null,null,null,null,null,3,null,null,null,null,null,null,null,null,null,null,null,null,null,null,null,null,null,null,null,null,null,null,null,null,null,null,null,null,"x",null,null,null,null,null,1,null,null,null,null,null,null,null,null,null,null,null,null,null,null,null,null,null,null,null,null,null,null,null,null,null,null,null,null,1]
["ACS880-01-206A-2","R7",206,null,null,null,null,null,null,null,null,null,null,null,null,null,null,null,null,null,3,null,null,null,null,null,null,null,null,null,null,null,null,null,null,null,null,null,null,null,null,null,null,null,null,null,null,null,null,null,null,null,null,null,null,null,3,null,null,null,null,null,null,null,null,null,null,null,null,null,null,null,null,null,null,null,null,null,null,null,null,null,null,null,null,null,null,null,null,null,null,null,null,3,null,null,null,null,null,null,null,null,null,null,null,null,null,null,null,null,null,null,null,null,null,null,null,null,null,null,null,"x",null,null,null,null,null,null,null,null,null,1,null,null,null,null,null,null,null,null,null,null,null,null,null,null,null,null,null,null,null,null,null,null,null,null,1]
["ACS880-01-274A-2","R8",274,null,null,null,null,null,null,null,null,null,null,null,null,null,null,null,null,null,null,null,3,null,null,null,null,null,null,null,null,null,null,null,null,null,null,null,null,null,null,null,null,null,null,null,null,null,null,null,null,null,null,null,null,null,null,null,3,null,null,null,null,null,null,null,null,null,null,null,null,null,null,null,null,null,null,null,null,null,null,null,null,null,null,null,null,null,null,null,null,null,null,null,null,null,null,null,null,null,null,null,null,null,null,null,null,null,null,null,null,null,null,null,null,null,null,null,null,null,null,"x"]
["UN = 400 V (380, 400, 415 V) "]
["ACS880-01-02A4-3","R1",2.4,null,null,3,null,null,null,null,null,null,null,null,null,null,null,null,null,null,null,null,null,null,null,null,null,null,null,null,null,null,null,null,null,null,null,null,null,null,null,null,3,null,null,null,null,null,null,null,null,null,null,null,null,null,null,null,null,null,null,null,null,null,null,null,null,null,null,null,null,null,null,3,null,null,null,null,null,null,null,null,null,null,null,null,null,null,null,null,null,null,null,null,null,null,null,null,null,null,null,1,null,null,null,null,null,null,null,null,null,null,null,null,null,null,null,null,null,null,null,null,null,null,null,null,null,null,null,null,null,null,null,null,null,null,null,"x",1,null,null,null,null,null,null,null,1,null,null,null,null,null,null,null,null,null,null,null,null,null,null,null,null,null,null,1,null,null,null,null,null,null,null,1,null,null,null,1,null,null,null,2,null,null,null,null,null,null,null,null,null,null,null,1]
["ACS880-01-03A3-3","R1",3.3,null,null,null,3,null,null,null,null,null,null,null,null,null,null,null,null,null,null,null,null,null,null,null,null,null,null,null,null,null,null,null,null,null,null,null,null,null,null,null,3,null,null,null,null,null,null,null,null,null,null,null,null,null,null,null,null,null,null,null,null,null,null,null,null,null,null,null,null,null,null,null,3,null,null,null,null,null,null,null,null,null,null,null,null,null,null,null,null,null,null,null,null,null,null,null,null,null,null,1,null,null,null,null,null,null,null,null,null,null,null,null,null,null,null,null,null,null,null,null,null,null,null,null,null,null,null,null,null,null,null,null,null,null,null,"x",1,null,null,null,null,null,null,null,1,null,null,null,null,null,null,null,null,null,null,null,null,null,null,null,null,null,null,1,null,null,null,null,null,null,null,1,null,null,null,1,null,null,null,2,null,null,null,null,null,null,null,null,null,null,null,1]
["ACS880-01-04A0-3","R1",4,null,null,null,3,null,null,null,null,null,null,null,null,null,null,null,null,null,null,null,null,null,null,null,null,null,null,null,null,null,null,null,null,null,null,null,null,null,null,null,3,null,null,null,null,null,null,null,null,null,null,null,null,null,null,null,null,null,null,null,null,null,null,null,null,null,null,null,null,null,null,null,3,null,null,null,null,null,null,null,null,null,null,null,null,null,null,null,null,null,null,null,null,null,null,null,null,null,null,1,null,null,null,null,null,null,null,null,null,null,null,null,null,null,null,null,null,null,null,null,null,null,null,null,null,null,null,null,null,null,null,null,null,null,null,"x",1,null,null,null,null,null,null,null,1,null,null,null,null,null,null,null,null,null,null,null,null,null,null,null,null,null,null,1,null,null,null,null,null,null,null,1,null,null,null,1,null,null,null,2,null,null,null,null,null,null,null,null,null,null,null,1]
["ACS880-01-05A6-3","R1",5.6,null,null,null,null,3,null,null,null,null,null,null,null,null,null,null,null,null,null,null,null,null,null,null,null,null,null,null,null,null,null,null,null,null,null,null,null,null,null,null,3,null,null,null,null,null,null,null,null,null,null,null,null,null,null,null,null,null,null,null,null,null,null,null,null,null,null,null,null,null,null,null,null,3,null,null,null,null,null,null,null,null,null,null,null,null,null,null,null,null,null,null,null,null,null,null,null,null,null,null,1,null,null,null,null,null,null,null,null,null,null,null,null,null,null,null,null,null,null,null,null,null,null,null,null,null,null,null,null,null,null,null,null,null,null,"x",1,null,null,null,null,null,null,null,1,null,null,null,null,null,null,null,null,null,null,null,null,null,null,null,null,null,null,1,null,null,null,null,null,null,null,1,null,null,null,1,null,null,null,2,null,null,null,null,null,null,null,null,null,null,null,1]
["ACS880-01-07A2-3","R1",7.2,null,null,null,null,3,null,null,null,null,null,null,null,null,null,null,null,null,null,null,null,null,null,null,null,null,null,null,null,null,null,null,null,null,null,null,null,null,null,null,3,null,null,null,null,null,null,null,null,null,null,null,null,null,null,null,null,null,null,null,null,null,null,null,null,null,null,null,null,null,null,null,null,3,null,null,null,null,null,null,null,null,null,null,null,null,null,null,null,null,null,null,null,null,null,null,null,null,null,null,null,1,null,null,null,null,null,null,null,null,null,null,null,null,null,null,null,null,null,null,null,null,null,null,null,null,null,null,null,null,null,null,null,null,null,"x",1,null,null,null,null,null,null,null,1,null,null,null,null,null,null,null,null,null,null,null,null,null,null,null,null,null,null,1,null,null,null,null,null,null,null,1,null,null,null,1,null,null,null,null,1,null,null,null,null,null,null,null,null,null,null,1]
["ACS880-01-09A4-3","R1",9.4,null,null,null,null,null,3,null,null,null,null,null,null,null,null,null,null,null,null,null,null,null,null,null,null,null,null,null,null,null,null,null,null,null,null,null,null,null,null,null,3,null,null,null,null,null,null,null,null,null,null,null,null,null,null,null,null,null,null,null,null,null,null,null,null,null,null,null,null,null,null,null,null,null,3,null,null,null,null,null,null,null,null,null,null,null,null,null,null,null,null,null,null,null,null,null,null,null,null,null,null,1,null,null,null,null,null,null,null,null,null,null,null,null,null,null,null,null,null,null,null,null,null,null,null,null,null,null,null,null,null,null,null,null,null,"x",1,null,null,null,null,null,null,null,1,null,null,null,null,null,null,null,null,null,null,null,null,null,null,null,null,null,null,1,null,null,null,null,null,null,null,1,null,null,null,1,null,null,null,null,1,null,null,null,null,null,null,null,null,null,null,1]
["ACS880-01-12A6-3","R1",12.6,null,null,null,null,null,3,null,null,null,null,null,null,null,null,null,null,null,null,null,null,null,null,null,null,null,null,null,null,null,null,null,null,null,null,null,null,null,null,null,3,null,null,null,null,null,null,null,null,null,null,null,null,null,null,null,null,null,null,null,null,null,null,null,null,null,null,null,null,null,null,null,null,null,null,3,null,null,null,null,null,null,null,null,null,null,null,null,null,null,null,null,null,null,null,null,null,null,null,null,null,null,null,1,null,null,null,null,null,null,null,null,null,null,null,null,null,null,null,null,null,null,null,null,null,null,null,null,null,null,null,null,null,null,null,"x",1,null,null,null,null,null,null,null,1,null,null,null,null,null,null,null,null,null,null,null,null,null,null,null,null,null,null,1,null,null,null,null,null,null,null,1,null,null,null,1,null,null,null,null,1,null,null,null,null,null,null,null,null,null,null,1]
["ACS880-01-017A-3","R2",17,null,null,null,null,null,null,3,null,null,null,null,null,null,null,null,null,null,null,null,null,null,null,null,null,null,null,null,null,null,null,null,null,null,null,null,null,null,null,null,null,null,3,null,null,null,null,null,null,null,null,null,null,null,null,null,null,null,null,null,null,null,null,null,null,null,null,null,null,null,null,null,null,null,null,null,3,null,null,null,null,null,null,null,null,null,null,null,null,null,null,null,null,null,null,null,null,null,null,null,null,null,null,null,1,null,null,null,null,null,null,null,null,null,null,null,null,null,null,null,null,null,null,null,null,null,null,null,null,null,null,null,null,null,null,"x",1,null,null,null,null,null,null,null,1,null,null,null,null,null,null,null,null,null,null,null,null,null,null,null,null,null,null,null,1,null,null,null,null,null,null,null,1,null,null,null,1,null,null,null,null,1,null,null,null,null,null,null,null,null,null,1]
["ACS880-01-025A-3","R2",25,null,null,null,null,null,null,null,3,null,null,null,null,null,null,null,null,null,null,null,null,null,null,null,null,null,null,null,null,null,null,null,null,null,null,null,null,null,null,null,null,null,3,null,null,null,null,null,null,null,null,null,null,null,null,null,null,null,null,null,null,null,null,null,null,null,null,null,null,null,null,null,null,null,null,null,null,null,3,null,null,null,null,null,null,null,null,null,null,null,null,null,null,null,null,null,null,null,null,null,null,null,null,null,null,1,null,null,null,null,null,null,null,null,null,null,null,null,null,null,null,null,null,null,null,null,null,null,null,null,null,null,null,null,null,"x",null,1,null,null,null,null,null,null,null,1,null,null,null,null,null,null,null,null,null,null,null,null,null,null,null,null,null,null,1,null,null,null,null,null,null,null,1,null,null,null,1,null,null,null,null,1,null,null,null,null,null,null,null,null,null,1]
["ACS880-01-032A-3","R3",32,null,null,null,null,null,null,null,null,3,null,null,null,null,null,null,null,null,null,null,null,null,null,null,null,null,null,null,null,null,null,null,null,null,null,null,null,null,null,null,null,null,null,null,3,null,null,null,null,null,null,null,null,null,null,null,null,null,null,null,null,null,null,null,null,null,null,null,null,null,null,null,null,null,null,null,null,null,null,3,null,null,null,null,null,null,null,null,null,null,null,null,null,null,null,null,null,null,null,null,null,null,null,null,null,null,1,null,null,null,null,null,null,null,null,null,null,null,null,null,null,null,null,null,null,null,null,null,null,null,null,null,null,null,null,"x",null,1,null,null,null,null,null,null,null,null,null,1,null,null,null,null,null,null,null,null,null,null,null,null,null,null,null,null,null,1,null,null,null,null,null,null,null,1,null,null,null,1,null,null,null,null,1,null,null,null,null,null,null,null,null,1]
["ACS880-01-038A-3","R3",38,null,null,null,null,null,null,null,null,null,3,null,null,null,null,null,null,null,null,null,null,null,null,null,null,null,null,null,null,null,null,null,null,null,null,null,null,null,null,null,null,null,null,null,3,null,null,null,null,null,null,null,null,null,null,null,null,null,null,null,null,null,null,null,null,null,null,null,null,null,null,null,null,null,null,null,null,null,null,null,3,null,null,null,null,null,null,null,null,null,null,null,null,null,null,null,null,null,null,null,null,null,null,null,null,null,null,1,null,null,null,null,null,null,null,null,null,null,null,null,null,null,null,null,null,null,null,null,null,null,null,null,null,null,null,"x",null,1,null,null,null,null,null,null,null,null,null,1,null,null,null,null,null,null,null,null,null,null,null,null,null,null,null,null,null,1,null,null,null,null,null,null,null,1,null,null,null,1,null,null,null,null,1,null,null,null,null,null,null,null,null,1]
["ACS880-01-045A-3","R4",45,null,null,null,null,null,null,null,null,null,null,3,null,null,null,null,null,null,null,null,null,null,null,null,null,null,null,null,null,null,null,null,null,null,null,null,null,null,null,null,null,null,null,null,null,3,null,null,null,null,null,null,null,null,null,null,null,null,null,null,null,null,null,null,null,null,null,null,null,null,null,null,null,null,null,null,null,null,null,null,null,3,null,null,null,null,null,null,null,null,null,null,null,null,null,null,null,null,null,null,null,null,null,null,null,null,null,null,null,null,null,null,null,null,null,1,null,null,null,null,null,null,null,null,null,null,null,null,null,null,null,null,null,null,null,"x",null,1,null,null,null,null,null,null,null,null,null,null,1,null,null,null,null,null,null,null,null,null,null,null,null,null,null,null,null,1,null,null,null,null,null,null,null,1,null,null,null,1,null,null,null,null,null,1,null,null,null,null,null,null,null,1]
["ACS880-01-061A-3","R4",61,null,null,null,null,null,null,null,null,null,null,null,3,null,null,null,null,null,null,null,null,null,null,null,null,null,null,null,null,null,null,null,null,null,null,null,null,null,null,null,null,null,null,null,null,null,3,null,null,null,null,null,null,null,null,null,null,null,null,null,null,null,null,null,null,null,null,null,null,null,null,null,null,null,null,null,null,null,null,null,null,null,3,null,null,null,null,null,null,null,null,null,null,null,null,null,null,null,null,null,null,null,null,null,null,null,null,null,null,null,null,null,null,null,null,null,1,null,null,null,null,null,null,null,null,null,null,null,null,null,null,null,null,null,null,"x",null,null,1,null,null,null,null,null,null,null,null,null,null,1,null,null,null,null,null,null,null,null,null,null,null,null,null,null,null,1,null,null,null,null,null,null,null,1,null,null,null,1,null,null,null,null,null,1,null,null,null,null,null,null,null,null,1]
["ACS880-01-072A-3","R5",72,null,null,null,null,null,null,null,null,null,null,null,null,3,null,null,null,null,null,null,null,null,null,null,null,null,null,null,null,null,null,null,null,null,null,null,null,null,null,null,null,null,null,null,null,null,null,3,null,null,null,null,null,null,null,null,null,null,null,null,null,null,null,null,null,null,null,null,null,null,null,null,null,null,null,null,null,null,null,null,null,null,null,3,null,null,null,null,null,null,null,null,null,null,null,null,null,null,null,null,null,null,null,null,null,null,null,null,null,null,null,null,null,null,null,null,null,null,1,null,null,null,null,null,1,null,null,null,null,null,null,null,null,null,null,null,null,null,1,null,null,null,null,null,null,null,null,null,null,1,null,null,null,null,null,null,null,null,null,null,null,null,null,null,null,null,1,null,null,null,null,null,null,null,1,null,null,null,1,null,null,null,null,null,null,1,null,null,null,null,null,null,1]
["ACS880-01-087A-3","R5",87,null,null,null,null,null,null,null,null,null,null,null,null,3,null,null,null,null,null,null,null,null,null,null,null,null,null,null,null,null,null,null,null,null,null,null,null,null,null,null,null,null,null,null,null,null,null,null,3,null,null,null,null,null,null,null,null,null,null,null,null,null,null,null,null,null,null,null,null,null,null,null,null,null,null,null,null,null,null,null,null,null,null,null,null,3,null,null,null,null,null,null,null,null,null,null,null,null,null,null,null,null,null,null,null,null,null,null,null,null,null,null,null,null,null,null,null,null,1,null,null,null,null,null,1,null,null,null,null,null,null,null,null,null,null,null,null,null,1,null,null,null,null,null,null,null,null,null,null,1,null,null,null,null,null,null,null,null,null,null,null,null,null,null,null,null,1,null,null,null,null,null,null,null,1,null,null,null,1,null,null,null,null,null,null,1,null,null,null,null,null,null,1]
["ACS880-01-105A-3","R6",105,null,null,null,null,null,null,null,null,null,null,null,null,null,3,null,null,null,null,null,null,null,null,null,null,null,null,null,null,null,null,null,null,null,null,null,null,null,null,null,null,null,null,null,null,null,null,null,null,null,null,3,null,null,null,null,null,null,null,null,null,null,null,null,null,null,null,null,null,null,null,null,null,null,null,null,null,null,null,null,null,null,null,null,null,null,null,3,null,null,null,null,null,null,null,null,null,null,null,null,null,null,null,null,null,null,null,null,null,null,null,null,null,null,null,null,null,null,null,"x",null,null,null,null,null,1,null,null,null,null,null,null,null,null,null,null,null,null,null,1,null,null,null,null,null,null,null,null,null,null,1,null,null,null,null,null,null,null,null,null,null,null,null,null,null,null,1,null,null,null,null,null,null,null,1,null,null,null,1,null,null,null,null,null,null,null,1,null,null,null,null,null,null,1]
["ACS880-01-145A-3","R6",145,null,null,null,null,null,null,null,null,null,null,null,null,null,null,3,null,null,null,null,null,null,null,null,null,null,null,null,null,null,null,null,null,null,null,null,null,null,null,null,null,null,null,null,null,null,null,null,null,null,null,null,3,null,null,null,null,null,null,null,null,null,null,null,null,null,null,null,null,null,null,null,null,null,null,null,null,null,null,null,null,null,null,null,null,null,null,null,3,null,null,null,null,null,null,null,null,null,null,null,null,null,null,null,null,null,null,null,null,null,null,null,null,null,null,null,null,null,null,"x",null,null,null,null,null,1,null,null,null,null,null,null,null,null,null,null,null,null,null,null,1,null,null,null,null,null,null,null,null,null,null,null,null,1,null,null,null,null,null,null,null,null,null,null,null,null,null,1,null,null,null,null,null,null,null,null,null,null,null,null,null,null,null,null,null,null,1,null,null,null,null,null,null,1]
["ACS880-01-169A-3","R7",169,null,null,null,null,null,null,null,null,null,null,null,null,null,null,null,null,3,null,null,null,null,null,null,null,null,null,null,null,null,null,null,null,null,null,null,null,null,null,null,null,null,null,null,null,null,null,null,null,null,null,null,null,3,null,null,null,null,null,null,null,null,null,null,null,null,null,null,null,null,null,null,null,null,null,null,null,null,null,null,null,null,null,null,null,null,null,null,null,3,null,null,null,null,null,null,null,null,null,null,null,null,null,null,null,null,null,null,null,null,null,null,null,null,null,null,null,null,null,"x",null,null,null,null,null,1,null,null,null,null,null,null,null,null,null,null,null,null,null,null,1,null,null,null,null,null,null,null,null,null,null,null,null,null,1,null,null,null,null,null,null,null,null,null,null,null,null,1,null,null,null,null,null,null,null,null,null,null,null,null,null,null,null,null,null,null,null,1,null,null,null,null,null,1]
["ACS880-01-206A-3","R7",206,null,null,null,null,null,null,null,null,null,null,null,null,null,null,null,null,null,3,null,null,null,null,null,null,null,null,null,null,null,null,null,null,null,null,null,null,null,null,null,null,null,null,null,null,null,null,null,null,null,null,null,null,null,3,null,null,null,null,null,null,null,null,null,null,null,null,null,null,null,null,null,null,null,null,null,null,null,null,null,null,null,null,null,null,null,null,null,null,null,null,3,null,null,null,null,null,null,null,null,null,null,null,null,null,null,null,null,null,null,null,null,null,null,null,null,null,null,null,"x",null,null,null,null,null,null,null,null,null,1,null,null,null,null,null,null,null,null,null,null,1,null,null,null,null,null,null,null,null,null,null,null,null,null,1,null,null,null,null,null,null,null,null,null,null,null,null,1,null,null,null,null,null,null,null,null,null,null,null,null,null,null,null,null,null,null,null,1]
["ACS880-01-246A-3","R8",246,null,null,null,null,null,null,null,null,null,null,null,null,null,null,null,null,null,null,3,null,null,null,null,null,null,null,null,null,null,null,null,null,null,null,null,null,null,null,null,null,null,null,null,null,null,null,null,null,null,null,null,null,null,null,null,3,null,null,null,null,null,null,null,null,null,null,null,null,null,null,null,null,null,null,null,null,null,null,null,null,null,null,null,null,null,null,null,null,null,null,null,3,null,null,null,null,null,null,null,null,null,null,null,null,null,null,null,null,null,null,null,null,null,null,null,null,null,null,"x",null,null,null,null,null,null,null,null,null,null,1,null,null,null,null,null,null,null,null,null,null,1,null,null,null,null,null,null,null,null,null,null,null,null,1,null,null,null,null,null,null,null,null,null,null,null,null,1,null,null,null,null,null,null,null,null,null,null,null,null,null,null,null,null,null,null,null,null,null,1]
["ACS880-01-293A-3","R8",293,null,null,null,null,null,null,null,null,null,null,null,null,null,null,null,null,null,null,null,null,3,null,null,null,null,null,null,null,null,null,null,null,null,null,null,null,null,null,null,null,null,null,null,null,null,null,null,null,null,null,null,null,null,null,null,null,3,null,null,null,null,null,null,null,null,null,null,null,null,null,null,null,null,null,null,null,null,null,null,null,null,null,null,null,null,null,null,null,null,null,null,null,3,null,null,null,null,null,null,null,null,null,null,null,null,null,null,null,null,null,null,null,null,null,null,null,null,null,"x",null,null,null,null,null,null,null,null,null,null,null,1,null,null,null,null,null,null,null,null,null,null,1,null,null,null,null,null,null,null,null,null,null,null,null,null,1,null,null,null,null,null,null,null,null,null,null,1,null,null,null,null,null,null,null,null,null,null,null,null,null,null,null,null,null,null,null,null,null,1]
["ACS880-01-363A-3","R9",363,null,null,null,null,null,null,null,null,null,null,null,null,null,null,null,null,null,null,null,null,null,3,null,null,null,null,null,null,null,null,null,null,null,null,null,null,null,null,null,null,null,null,null,null,null,null,null,null,null,null,null,null,null,null,null,null,null,null,3,null,null,null,null,null,null,null,null,null,null,null,null,null,null,null,null,null,null,null,null,null,null,null,null,null,null,null,null,null,null,null,null,null,null,3,null,null,null,null,null,null,null,null,null,null,null,null,null,null,null,null,null,null,null,null,null,null,null,null,"x",null,null,null,null,null,null,null,null,null,null,null,1,null,null,null,null,null,null,null,null,null,null,1,null,null,null,null,null,null,null,null,null,null,null,null,null,null,1,null,null,null,null,null,null,null,null,null,null,1,null,null,null,null,null,null,null,null,null,null,null,null,null,null,null,null,null,null,null,2]
["ACS880-01-430A-3","R9",430,null,null,null,null,null,null,null,null,null,null,null,null,null,null,null,null,null,null,null,null,null,null,"3",null,null,null,null,null,null,null,null,null,null,null,null,null,null,null,null,null,null,null,null,null,null,null,null,null,null,null,null,null,null,null,null,null,null,null,null,null,3,null,null,null,null,null,null,null,null,null,null,null,null,null,null,null,null,null,null,null,null,null,null,null,null,null,null,null,null,null,null,null,null,null,3,null,null,null,null,null,null,null,null,null,null,null,null,null,null,null,null,null,null,null,null,null,null,null,"x",null,null,null,null,null,null,null,null,null,null,null,1,null,null,null,null,null,null,null,null,null,null,1,null,null,null,null,null,null,null,null,null,null,null,null,null,null,null,1,null,null,null,null,null,null,null,null,null,1,null,null,null,null,null,null,null,null,null,null,null,null,null,null,null,null,null,null,null,2]
["ACS880-04-505A-3","R10",505,null,null,null,null,null,null,null,null,null,null,null,null,null,null,null,null,null,null,null,null,null,null,null,null,null,null,null,null,null,null,null,null,null,null,null,null,"x",null,null,null,null,null,null,null,null,null,null,null,null,null,null,null,null,null,null,null,null,null,null,null,null,null,3,null,null,null,null,null,null,null,null,null,null,null,null,null,null,null,null,null,null,null,null,null,null,null,null,null,null,null,null,null,null,null,3,null,null,null,null,null,null,null,null,null,null,null,null,null,null,null,null,null,null,null,null,null,null,null,"x",null,null,null,null,null,null,null,null,null,null,null,null,1,null,null,null,null,null,null,null,null,null,null,null,null,null,null,null,null,null,null,null,null,null,null,null,null,null,null,null,null,null,null,null,null,null,null,null,null,1,null,null,null,null,null,null,null,null,null,null,null,null,null,null,null,null,null,null,2]
["ACS880-04-585A-3","R10",585,null,null,null,null,null,null,null,null,null,null,null,null,null,null,null,null,null,null,null,null,null,null,null,null,null,null,null,null,null,null,null,null,null,null,null,null,"x",null,null,null,null,null,null,null,null,null,null,null,null,null,null,null,null,null,null,null,null,null,null,null,null,null,null,null,3,null,null,null,null,null,null,null,null,null,null,null,null,null,null,null,null,null,null,null,null,null,null,null,null,null,null,null,null,null,null,3,null,null,null,null,null,null,null,null,null,null,null,null,null,null,null,null,null,null,null,null,null,null,"x",null,null,null,null,null,null,null,null,null,null,null,null,null,1,null,null,null,null,null,null,null,null,null,null,null,null,null,null,null,null,null,null,null,null,null,null,null,null,null,null,null,null,null,null,null,null,null,null,null,1,null,null,null,null,null,null,null,null,null,null,null,null,null,null,null,null,null,null,null,2]
["ACS880-04-650A-3","R10",650,null,null,null,null,null,null,null,null,null,null,null,null,null,null,null,null,null,null,null,null,null,null,null,null,null,null,null,null,null,null,null,null,null,null,null,null,"x",null,null,null,null,null,null,null,null,null,null,null,null,null,null,null,null,null,null,null,null,null,null,null,null,null,null,null,3,null,null,null,null,null,null,null,null,null,null,null,null,null,null,null,null,null,null,null,null,null,null,null,null,null,null,null,null,null,null,3,null,null,null,null,null,null,null,null,null,null,null,null,null,null,null,null,null,null,null,null,null,null,"x",null,null,null,null,null,null,null,null,null,null,null,null,null,1,null,null,null,null,null,null,null,null,null,null,null,null,null,null,null,null,null,null,null,null,null,null,null,null,null,null,null,null,null,null,null,null,null,null,null,1,null,null,null,null,null,null,null,null,null,null,null,null,null,null,null,null,null,null,null,2]
["ACS880-04-725A-3","R11",725,null,null,null,null,null,null,null,null,null,null,null,null,null,null,null,null,null,null,null,null,null,null,null,null,null,null,null,null,null,null,null,null,null,null,null,null,"x",null,null,null,null,null,null,null,null,null,null,null,null,null,null,null,null,null,null,null,null,null,null,null,null,null,null,null,null,null,3,null,null,null,null,null,null,null,null,null,null,null,null,null,null,null,null,null,null,null,null,null,null,null,null,null,null,null,null,3,null,null,null,null,null,null,null,null,null,null,null,null,null,null,null,null,null,null,null,null,null,null,"x",null,null,null,null,null,null,null,null,null,null,null,null,null,null,1,null,null,null,null,null,null,null,null,null,null,null,null,null,null,null,null,null,null,null,null,null,null,null,null,null,null,null,null,null,null,null,null,null,null,null,1,null,null,null,null,null,null,null,null,null,null,null,null,null,null,null,null,null,null,3]
["ACS880-04-820A-3","R11",820,null,null,null,null,null,null,null,null,null,null,null,null,null,null,null,null,null,null,null,null,null,null,null,null,null,null,null,null,null,null,null,null,null,null,null,null,"x",null,null,null,null,null,null,null,null,null,null,null,null,null,null,null,null,null,null,null,null,null,null,null,null,null,null,null,null,null,null,null,null,3,null,null,null,null,null,null,null,null,null,null,null,null,null,null,null,null,null,null,null,null,null,null,null,null,null,null,3,null,null,null,null,null,null,null,null,null,null,null,null,null,null,null,null,null,null,null,null,null,"x",null,null,null,null,null,null,null,null,null,null,null,null,null,null,1,null,null,null,null,null,null,null,null,null,null,null,null,null,null,null,null,null,null,null,null,null,null,null,null,null,null,null,null,null,null,null,null,null,null,null,1,null,null,null,null,null,null,null,null,null,null,null,null,null,null,null,null,null,null,3]
["ACS880-04-880A-3","R11",880,null,null,null,null,null,null,null,null,null,null,null,null,null,null,null,null,null,null,null,null,null,null,null,null,null,null,null,null,null,null,null,null,null,null,null,null,"x",null,null,null,null,null,null,null,null,null,null,null,null,null,null,null,null,null,null,null,null,null,null,null,null,null,null,null,null,null,null,null,null,3,null,null,null,null,null,null,null,null,null,null,null,null,null,null,null,null,null,null,null,null,null,null,null,null,null,null,null,3,null,null,null,null,null,null,null,null,null,null,null,null,null,null,null,null,null,null,null,null,"x",null,null,null,null,null,null,null,null,null,null,null,null,null,null,1,null,null,null,null,null,null,null,null,null,null,null,null,null,null,null,null,null,null,null,null,null,null,null,null,null,null,null,null,null,null,null,null,null,null,null,1,null,null,null,null,null,null,null,null,null,null,null,null,null,null,null,null,null,null,3]
["UN = 500 V (440, 460, 480 and 500 V)"]
["ACS880-01-02A1-5","R1",2.1,null,null,3,null,null,null,null,null,null,null,null,null,null,null,null,null,null,null,null,null,null,null,null,null,null,null,null,null,null,null,null,null,null,null,null,null,null,null,null,3,null,null,null,null,null,null,null,null,null,null,null,null,null,null,null,null,null,null,null,null,null,null,null,null,null,null,null,null,null,null,3,null,null,null,null,null,null,null,null,null,null,null,null,null,null,null,null,null,null,null,null,null,null,null,null,null,null,null,null,null,null,null,null,null,null,null,null,1,null,null,null,null,null,null,null,null,null,null,null,null,null,null,null,null,null,null,null,null,null,null,null,null,null,null,"x",1,null,null,null,null,null,null,null,1,null,null,null,null,null,null,null,null,null,null,null,null,null,null,null,null,null,null,1,null,null,null,null,null,null,null,1,null,null,null,1,null,null,null,2,null,null,null,null,null,null,null,null,null,null,null,1]
["ACS880-01-03A0-5","R1",3,null,null,null,3,null,null,null,null,null,null,null,null,null,null,null,null,null,null,null,null,null,null,null,null,null,null,null,null,null,null,null,null,null,null,null,null,null,null,null,3,null,null,null,null,null,null,null,null,null,null,null,null,null,null,null,null,null,null,null,null,null,null,null,null,null,null,null,null,null,null,null,3,null,null,null,null,null,null,null,null,null,null,null,null,null,null,null,null,null,null,null,null,null,null,null,null,null,null,null,null,null,null,null,null,null,null,null,1,null,null,null,null,null,null,null,null,null,null,null,null,null,null,null,null,null,null,null,null,null,null,null,null,null,null,"x",1,null,null,null,null,null,null,null,1,null,null,null,null,null,null,null,null,null,null,null,null,null,null,null,null,null,null,1,null,null,null,null,null,null,null,1,null,null,null,1,null,null,null,2,null,null,null,null,null,null,null,null,null,null,null,1]
["ACS880-01-03A4-5","R1",3.4,null,null,null,3,null,null,null,null,null,null,null,null,null,null,null,null,null,null,null,null,null,null,null,null,null,null,null,null,null,null,null,null,null,null,null,null,null,null,null,3,null,null,null,null,null,null,null,null,null,null,null,null,null,null,null,null,null,null,null,null,null,null,null,null,null,null,null,null,null,null,null,3,null,null,null,null,null,null,null,null,null,null,null,null,null,null,null,null,null,null,null,null,null,null,null,null,null,null,null,null,null,null,null,null,null,null,null,1,null,null,null,null,null,null,null,null,null,null,null,null,null,null,null,null,null,null,null,null,null,null,null,null,null,null,"x",1,null,null,null,null,null,null,null,1,null,null,null,null,null,null,null,null,null,null,null,null,null,null,null,null,null,null,1,null,null,null,null,null,null,null,1,null,null,null,1,null,null,null,2,null,null,null,null,null,null,null,null,null,null,null,1]
["ACS880-01-04A8-5","R1",4.8,null,null,null,null,3,null,null,null,null,null,null,null,null,null,null,null,null,null,null,null,null,null,null,null,null,null,null,null,null,null,null,null,null,null,null,null,null,null,null,3,null,null,null,null,null,null,null,null,null,null,null,null,null,null,null,null,null,null,null,null,null,null,null,null,null,null,null,null,null,null,null,null,3,null,null,null,null,null,null,null,null,null,null,null,null,null,null,null,null,null,null,null,null,null,null,null,null,null,null,null,null,null,null,null,null,null,null,null,1,null,null,null,null,null,null,null,null,null,null,null,null,null,null,null,null,null,null,null,null,null,null,null,null,null,"x",1,null,null,null,null,null,null,null,1,null,null,null,null,null,null,null,null,null,null,null,null,null,null,null,null,null,null,1,null,null,null,null,null,null,null,1,null,null,null,1,null,null,null,2,null,null,null,null,null,null,null,null,null,null,null,1]
["ACS880-01-05A2-5","R1",5.2,null,null,null,null,3,null,null,null,null,null,null,null,null,null,null,null,null,null,null,null,null,null,null,null,null,null,null,null,null,null,null,null,null,null,null,null,null,null,null,3,null,null,null,null,null,null,null,null,null,null,null,null,null,null,null,null,null,null,null,null,null,null,null,null,null,null,null,null,null,null,null,null,3,null,null,null,null,null,null,null,null,null,null,null,null,null,null,null,null,null,null,null,null,null,null,null,null,null,null,null,null,null,null,null,null,null,null,null,null,1,null,null,null,null,null,null,null,null,null,null,null,null,null,null,null,null,null,null,null,null,null,null,null,null,"x",1,null,null,null,null,null,null,null,1,null,null,null,null,null,null,null,null,null,null,null,null,null,null,null,null,null,null,1,null,null,null,null,null,null,null,1,null,null,null,1,null,null,null,null,1,null,null,null,null,null,null,null,null,null,null,1]
["ACS880-01-07A6-5","R1",7.6,null,null,null,null,null,3,null,null,null,null,null,null,null,null,null,null,null,null,null,null,null,null,null,null,null,null,null,null,null,null,null,null,null,null,null,null,null,null,null,3,null,null,null,null,null,null,null,null,null,null,null,null,null,null,null,null,null,null,null,null,null,null,null,null,null,null,null,null,null,null,null,null,null,3,null,null,null,null,null,null,null,null,null,null,null,null,null,null,null,null,null,null,null,null,null,null,null,null,null,null,null,null,null,null,null,null,null,null,null,1,null,null,null,null,null,null,null,null,null,null,null,null,null,null,null,null,null,null,null,null,null,null,null,null,"x",1,null,null,null,null,null,null,null,1,null,null,null,null,null,null,null,null,null,null,null,null,null,null,null,null,null,null,1,null,null,null,null,null,null,null,1,null,null,null,1,null,null,null,null,1,null,null,null,null,null,null,null,null,null,null,1]
["ACS880-01-11A0-5","R1",11,null,null,null,null,null,3,null,null,null,null,null,null,null,null,null,null,null,null,null,null,null,null,null,null,null,null,null,null,null,null,null,null,null,null,null,null,null,null,null,3,null,null,null,null,null,null,null,null,null,null,null,null,null,null,null,null,null,null,null,null,null,null,null,null,null,null,null,null,null,null,null,null,null,null,3,null,null,null,null,null,null,null,null,null,null,null,null,null,null,null,null,null,null,null,null,null,null,null,null,null,null,null,null,null,null,null,null,null,null,null,1,null,null,null,null,null,null,null,null,null,null,null,null,null,null,null,null,null,null,null,null,null,null,null,"x",1,null,null,null,null,null,null,null,1,null,null,null,null,null,null,null,null,null,null,null,null,null,null,null,null,null,null,1,null,null,null,null,null,null,null,1,null,null,null,1,null,null,null,null,1,null,null,null,null,null,null,null,null,null,null,1]
["ACS880-01-014A-5","R2",14,null,null,null,null,null,null,3,null,null,null,null,null,null,null,null,null,null,null,null,null,null,null,null,null,null,null,null,null,null,null,null,null,null,null,null,null,null,null,null,null,null,3,null,null,null,null,null,null,null,null,null,null,null,null,null,null,null,null,null,null,null,null,null,null,null,null,null,null,null,null,null,null,null,null,null,3,null,null,null,null,null,null,null,null,null,null,null,null,null,null,null,null,null,null,null,null,null,null,null,null,null,null,null,null,null,null,null,null,null,null,null,1,null,null,null,null,null,null,null,null,null,null,null,null,null,null,null,null,null,null,null,null,null,null,"x",1,null,null,null,null,null,null,null,1,null,null,null,null,null,null,null,null,null,null,null,null,null,null,null,null,null,null,null,1,null,null,null,null,null,null,null,1,null,null,null,1,null,null,null,null,1,null,null,null,null,null,null,null,null,null,1]
["ACS880-01-021A-5","R2",21,null,null,null,null,null,null,null,3,null,null,null,null,null,null,null,null,null,null,null,null,null,null,null,null,null,null,null,null,null,null,null,null,null,null,null,null,null,null,null,null,null,3,null,null,null,null,null,null,null,null,null,null,null,null,null,null,null,null,null,null,null,null,null,null,null,null,null,null,null,null,null,null,null,null,null,null,null,3,null,null,null,null,null,null,null,null,null,null,null,null,null,null,null,null,null,null,null,null,null,null,null,null,null,null,null,null,null,null,null,null,null,null,1,null,null,null,null,null,null,null,null,null,null,null,null,null,null,null,null,null,null,null,null,null,"x",1,null,null,null,null,null,null,null,1,null,null,null,null,null,null,null,null,null,null,null,null,null,null,null,null,null,null,null,1,null,null,null,null,null,null,null,1,null,null,null,1,null,null,null,null,1,null,null,null,null,null,null,null,null,null,1]
["ACS880-01-027A-5","R3",27,null,null,null,null,null,null,null,null,3,null,null,null,null,null,null,null,null,null,null,null,null,null,null,null,null,null,null,null,null,null,null,null,null,null,null,null,null,null,null,null,null,null,null,3,null,null,null,null,null,null,null,null,null,null,null,null,null,null,null,null,null,null,null,null,null,null,null,null,null,null,null,null,null,null,null,null,null,null,3,null,null,null,null,null,null,null,null,null,null,null,null,null,null,null,null,null,null,null,null,null,null,null,null,null,null,null,null,null,null,null,null,null,null,1,null,null,null,null,null,null,null,null,null,null,null,null,null,null,null,null,null,null,null,null,"x",null,1,null,null,null,null,null,null,null,1,null,null,null,null,null,null,null,null,null,null,null,null,null,null,null,null,null,null,null,1,null,null,null,null,null,null,null,1,null,null,null,1,null,null,null,null,1,null,null,null,null,null,null,null,null,1]
["ACS880-01-034A-5","R3",34,null,null,null,null,null,null,null,null,null,3,null,null,null,null,null,null,null,null,null,null,null,null,null,null,null,null,null,null,null,null,null,null,null,null,null,null,null,null,null,null,null,null,null,3,null,null,null,null,null,null,null,null,null,null,null,null,null,null,null,null,null,null,null,null,null,null,null,null,null,null,null,null,null,null,null,null,null,null,null,3,null,null,null,null,null,null,null,null,null,null,null,null,null,null,null,null,null,null,null,null,null,null,null,null,null,null,null,null,null,null,null,null,null,null,1,null,null,null,null,null,null,null,null,null,null,null,null,null,null,null,null,null,null,null,"x",null,1,null,null,null,null,null,null,null,null,null,1,null,null,null,null,null,null,null,null,null,null,null,null,null,null,null,null,null,1,null,null,null,null,null,null,null,1,null,null,null,1,null,null,null,null,1,null,null,null,null,null,null,null,null,1]
["ACS880-01-040A-5","R4",40,null,null,null,null,null,null,null,null,null,null,3,null,null,null,null,null,null,null,null,null,null,null,null,null,null,null,null,null,null,null,null,null,null,null,null,null,null,null,null,null,null,null,null,null,3,null,null,null,null,null,null,null,null,null,null,null,null,null,null,null,null,null,null,null,null,null,null,null,null,null,null,null,null,null,null,null,null,null,null,null,3,null,null,null,null,null,null,null,null,null,null,null,null,null,null,null,null,null,null,null,null,null,null,null,null,null,null,null,null,null,null,null,null,null,1,null,null,null,null,null,null,null,null,null,null,null,null,null,null,null,null,null,null,null,"x",null,1,null,null,null,null,null,null,null,null,null,1,null,null,null,null,null,null,null,null,null,null,null,null,null,null,null,null,null,1,null,null,null,null,null,null,null,1,null,null,null,1,null,null,null,null,null,1,null,null,null,null,null,null,null,1]
["ACS880-01-052A-5","R4",52,null,null,null,null,null,null,null,null,null,null,null,3,null,null,null,null,null,null,null,null,null,null,null,null,null,null,null,null,null,null,null,null,null,null,null,null,null,null,null,null,null,null,null,null,null,3,null,null,null,null,null,null,null,null,null,null,null,null,null,null,null,null,null,null,null,null,null,null,null,null,null,null,null,null,null,null,null,null,null,null,null,3,null,null,null,null,null,null,null,null,null,null,null,null,null,null,null,null,null,null,null,null,null,null,null,null,null,null,null,null,null,null,null,null,null,1,null,null,null,null,null,null,null,null,null,null,null,null,null,null,null,null,null,null,"x",null,1,null,null,null,null,null,null,null,null,null,null,null,1,null,null,null,null,null,null,null,null,null,null,null,null,null,null,null,1,null,null,null,null,null,null,null,1,null,null,null,1,null,null,null,null,null,1,null,null,null,null,null,null,null,null,1]
["ACS880-01-065A-5","R5",65,null,null,null,null,null,null,null,null,null,null,null,null,3,null,null,null,null,null,null,null,null,null,null,null,null,null,null,null,null,null,null,null,null,null,null,null,null,null,null,null,null,null,null,null,null,null,3,null,null,null,null,null,null,null,null,null,null,null,null,null,null,null,null,null,null,null,null,null,null,null,null,null,null,null,null,null,null,null,null,null,null,null,3,null,null,null,null,null,null,null,null,null,null,null,null,null,null,null,null,null,null,null,null,null,null,null,null,null,null,null,null,null,null,null,null,null,null,1,null,null,null,null,null,1,null,null,null,null,null,null,null,null,null,null,null,null,null,1,null,null,null,null,null,null,null,null,null,null,1,null,null,null,null,null,null,null,null,null,null,null,null,null,null,null,null,1,null,null,null,null,null,null,null,1,null,null,null,1,null,null,null,null,null,null,1,null,null,null,null,null,null,1]
["ACS880-01-077A-5","R5",77,null,null,null,null,null,null,null,null,null,null,null,null,3,null,null,null,null,null,null,null,null,null,null,null,null,null,null,null,null,null,null,null,null,null,null,null,null,null,null,null,null,null,null,null,null,null,null,3,null,null,null,null,null,null,null,null,null,null,null,null,null,null,null,null,null,null,null,null,null,null,null,null,null,null,null,null,null,null,null,null,null,null,null,null,3,null,null,null,null,null,null,null,null,null,null,null,null,null,null,null,null,null,null,null,null,null,null,null,null,null,null,null,null,null,null,null,null,1,null,null,null,null,null,1,null,null,null,null,null,null,null,null,null,null,null,null,null,1,null,null,null,null,null,null,null,null,null,null,1,null,null,null,null,null,null,null,null,null,null,null,null,null,null,null,null,1,null,null,null,null,null,null,null,1,null,null,null,1,null,null,null,null,null,null,1,null,null,null,null,null,null,1]
["ACS880-01-096A-5","R6",96,null,null,null,null,null,null,null,null,null,null,null,null,null,3,null,null,null,null,null,null,null,null,null,null,null,null,null,null,null,null,null,null,null,null,null,null,null,null,null,null,null,null,null,null,null,null,null,null,null,null,3,null,null,null,null,null,null,null,null,null,null,null,null,null,null,null,null,null,null,null,null,null,null,null,null,null,null,null,null,null,null,null,null,null,null,null,3,null,null,null,null,null,null,null,null,null,null,null,null,null,null,null,null,null,null,null,null,null,null,null,null,null,null,null,null,null,null,null,"x",null,null,null,null,null,1,null,null,null,null,null,null,null,null,null,null,null,null,1,null,null,null,null,null,null,null,null,null,null,1,null,null,null,null,null,null,null,null,null,null,null,null,null,null,null,null,1,null,null,null,null,null,null,null,1,null,null,null,1,null,null,null,null,null,null,null,1,null,null,null,null,null,null,1]
["ACS880-01-124A-5","R6",124,null,null,null,null,null,null,null,null,null,null,null,null,null,null,3,null,null,null,null,null,null,null,null,null,null,null,null,null,null,null,null,null,null,null,null,null,null,null,null,null,null,null,null,null,null,null,null,null,null,null,null,3,null,null,null,null,null,null,null,null,null,null,null,null,null,null,null,null,null,null,null,null,null,null,null,null,null,null,null,null,null,null,null,null,null,null,null,3,null,null,null,null,null,null,null,null,null,null,null,null,null,null,null,null,null,null,null,null,null,null,null,null,null,null,null,null,null,null,"x",null,null,null,null,null,1,null,null,null,null,null,null,null,null,null,null,null,null,null,1,null,null,null,null,null,null,null,null,null,null,null,1,null,null,null,null,null,null,null,null,null,null,null,null,null,null,null,1,null,null,null,null,null,null,null,null,null,null,null,null,null,null,null,null,null,null,1,null,null,null,null,null,null,1]
["ACS880-01-156A-5","R7",156,null,null,null,null,null,null,null,null,null,null,null,null,null,null,null,null,3,null,null,null,null,null,null,null,null,null,null,null,null,null,null,null,null,null,null,null,null,null,null,null,null,null,null,null,null,null,null,null,null,null,null,null,3,null,null,null,null,null,null,null,null,null,null,null,null,null,null,null,null,null,null,null,null,null,null,null,null,null,null,null,null,null,null,null,null,null,null,null,3,null,null,null,null,null,null,null,null,null,null,null,null,null,null,null,null,null,null,null,null,null,null,null,null,null,null,null,null,null,"x",null,null,null,null,null,1,null,null,null,null,null,null,null,null,null,null,null,null,null,null,1,null,null,null,null,null,null,null,null,null,null,null,null,1,null,null,null,null,null,null,null,null,null,null,null,null,null,1,null,null,null,null,null,null,null,null,null,null,null,null,null,null,null,null,null,null,null,1,null,null,null,null,null,1]
["ACS880-01-180A-5","R7",180,null,null,null,null,null,null,null,null,null,null,null,null,null,null,null,null,null,3,null,null,null,null,null,null,null,null,null,null,null,null,null,null,null,null,null,null,null,null,null,null,null,null,null,null,null,null,null,null,null,null,null,null,3,null,null,null,null,null,null,null,null,null,null,null,null,null,null,null,null,null,null,null,null,null,null,null,null,null,null,null,null,null,null,null,null,null,null,null,null,null,3,null,null,null,null,null,null,null,null,null,null,null,null,null,null,null,null,null,null,null,null,null,null,null,null,null,null,null,"x",null,null,null,null,null,null,null,null,null,1,null,null,null,null,null,null,null,null,null,null,1,null,null,null,null,null,null,null,null,null,null,null,null,null,1,null,null,null,null,null,null,null,null,null,null,null,null,1,null,null,null,null,null,null,null,null,null,null,null,null,null,null,null,null,null,null,null,1]
["ACS880-01-240A-5","R8",240,null,null,null,null,null,null,null,null,null,null,null,null,null,null,null,null,null,null,3,null,null,null,null,null,null,null,null,null,null,null,null,null,null,null,null,null,null,null,null,null,null,null,null,null,null,null,null,null,null,null,null,null,null,null,3,null,null,null,null,null,null,null,null,null,null,null,null,null,null,null,null,null,null,null,null,null,null,null,null,null,null,null,null,null,null,null,null,null,null,null,null,3,null,null,null,null,null,null,null,null,null,null,null,null,null,null,null,null,null,null,null,null,null,null,null,null,null,null,"x",null,null,null,null,null,null,null,null,null,null,null,1,null,null,null,null,null,null,null,null,null,1,null,null,null,null,null,null,null,null,null,null,null,null,1,null,null,null,null,null,null,null,null,null,null,null,null,1,null,null,null,null,null,null,null,null,null,null,null,null,null,null,null,null,null,null,null,null,null,1]
["ACS880-01-260A-5","R8",260,null,null,null,null,null,null,null,null,null,null,null,null,null,null,null,null,null,null,null,3,null,null,null,null,null,null,null,null,null,null,null,null,null,null,null,null,null,null,null,null,null,null,null,null,null,null,null,null,null,null,null,null,null,null,null,3,null,null,null,null,null,null,null,null,null,null,null,null,null,null,null,null,null,null,null,null,null,null,null,null,null,null,null,null,null,null,null,null,null,null,null,null,3,null,null,null,null,null,null,null,null,null,null,null,null,null,null,null,null,null,null,null,null,null,null,null,null,null,"x",null,null,null,null,null,null,null,null,null,null,null,1,null,null,null,null,null,null,null,null,null,1,null,null,null,null,null,null,null,null,null,null,null,null,null,1,null,null,null,null,null,null,null,null,null,null,null,1,null,null,null,null,null,null,null,null,null,null,null,null,null,null,null,null,null,null,null,null,null,1]
["ACS880-01-302A-5","R9",302,null,null,null,null,null,null,null,null,null,null,null,null,null,null,null,null,null,null,null,null,null,3,null,null,null,null,null,null,null,null,null,null,null,null,null,null,null,null,null,null,null,null,null,null,null,null,null,null,null,null,null,null,null,null,null,null,null,3,null,null,null,null,null,null,null,null,null,null,null,null,null,null,null,null,null,null,null,null,null,null,null,null,null,null,null,null,null,null,null,null,null,null,3,null,null,null,null,null,null,null,null,null,null,null,null,null,null,null,null,null,null,null,null,null,null,null,null,null,"x",null,null,null,null,null,null,null,null,null,null,null,1,null,null,null,null,null,null,null,null,null,null,1,null,null,null,null,null,null,null,null,null,null,null,null,null,1,null,null,null,null,null,null,null,null,null,null,null,1,null,null,null,null,null,null,null,null,null,null,null,null,null,null,null,null,null,null,null,null,1]
["ACS880-01-361A-5","R9",361,null,null,null,null,null,null,null,null,null,null,null,null,null,null,null,null,null,null,null,null,null,null,3,null,null,null,null,null,null,null,null,null,null,null,null,null,null,null,null,null,null,null,null,null,null,null,null,null,null,null,null,null,null,null,null,null,null,null,3,null,null,null,null,null,null,null,null,null,null,null,null,null,null,null,null,null,null,null,null,null,null,null,null,null,null,null,null,null,null,null,null,null,null,3,null,null,null,null,null,null,null,null,null,null,null,null,null,null,null,null,null,null,null,null,null,null,null,null,"x",null,null,null,null,null,null,null,null,null,null,null,1,null,null,null,null,null,null,null,null,null,null,1,null,null,null,null,null,null,null,null,null,null,null,null,null,null,1,null,null,null,null,null,null,null,null,null,null,1,null,null,null,null,null,null,null,null,null,null,null,null,null,null,null,null,null,null,null,null,1]
["ACS880-01-414A-5","R9",414,null,null,null,null,null,null,null,null,null,null,null,null,null,null,null,null,null,null,null,null,null,null,3,null,null,null,null,null,null,null,null,null,null,null,null,null,null,null,null,null,null,null,null,null,null,null,null,null,null,null,null,null,null,null,null,null,null,null,null,null,3,null,null,null,null,null,null,null,null,null,null,null,null,null,null,null,null,null,null,null,null,null,null,null,null,null,null,null,null,null,null,null,null,null,3,null,null,null,null,null,null,null,null,null,null,null,null,null,null,null,null,null,null,null,null,null,null,null,"x",null,null,null,null,null,null,null,null,null,null,null,1,null,null,null,null,null,null,null,null,null,null,1,null,null,null,null,null,null,null,null,null,null,null,null,null,null,null,1,null,null,null,null,null,null,null,null,null,1,null,null,null,null,null,null,null,null,null,null,null,null,null,null,null,null,null,null,null,null,1]
["ACS880-04-460A-5","R10",460,null,null,null,null,null,null,null,null,null,null,null,null,null,null,null,null,null,null,null,null,null,null,null,null,null,null,null,null,null,null,null,null,null,null,null,null,"x",null,null,null,null,null,null,null,null,null,null,null,null,null,null,null,null,null,null,null,null,null,null,3,null,null,null,null,null,null,null,null,null,null,null,null,null,null,null,null,null,null,null,null,null,null,null,null,null,null,null,null,null,null,null,null,null,3,null,null,null,null,null,null,null,null,null,null,null,null,null,null,null,null,null,null,null,null,null,null,null,null,"x",null,null,null,null,null,null,null,null,null,null,null,null,1,null,null,null,null,null,null,null,null,null,null,null,null,null,null,null,null,null,null,null,null,null,null,null,null,null,null,null,null,null,null,null,null,null,null,null,null,1,null,null,null,null,null,null,null,null,null,null,null,null,null,null,null,null,null,null,2]
["ACS880-04-503A-5","R10",503,null,null,null,null,null,null,null,null,null,null,null,null,null,null,null,null,null,null,null,null,null,null,null,null,null,null,null,null,null,null,null,null,null,null,null,null,"x",null,null,null,null,null,null,null,null,null,null,null,null,null,null,null,null,null,null,null,null,null,null,null,null,null,3,null,null,null,null,null,null,null,null,null,null,null,null,null,null,null,null,null,null,null,null,null,null,null,null,null,null,null,null,null,null,null,3,null,null,null,null,null,null,null,null,null,null,null,null,null,null,null,null,null,null,null,null,null,null,null,"x",null,null,null,null,null,null,null,null,null,null,null,null,1,null,null,null,null,null,null,null,null,null,null,null,null,null,null,null,null,null,null,null,null,null,null,null,null,null,null,null,null,null,null,null,null,null,null,null,null,1,null,null,null,null,null,null,null,null,null,null,null,null,null,null,null,null,null,null,2]
["ACS880-04-583A-5","R10",583,null,null,null,null,null,null,null,null,null,null,null,null,null,null,null,null,null,null,null,null,null,null,null,null,null,null,null,null,null,null,null,null,null,null,null,null,"x",null,null,null,null,null,null,null,null,null,null,null,null,null,null,null,null,null,null,null,null,null,null,null,null,null,null,null,3,null,null,null,null,null,null,null,null,null,null,null,null,null,null,null,null,null,null,null,null,null,null,null,null,null,null,null,null,null,null,3,null,null,null,null,null,null,null,null,null,null,null,null,null,null,null,null,null,null,null,null,null,null,"x",null,null,null,null,null,null,null,null,null,null,null,null,1,null,null,null,null,null,null,null,null,null,null,null,null,null,null,null,null,null,null,null,null,null,null,null,null,null,null,null,null,null,null,null,null,null,null,null,null,1,null,null,null,null,null,null,null,null,null,null,null,null,null,null,null,null,null,null,null,2]
["ACS880-04-635A-5","R10",635,null,null,null,null,null,null,null,null,null,null,null,null,null,null,null,null,null,null,null,null,null,null,null,null,null,null,null,null,null,null,null,null,null,null,null,null,"x",null,null,null,null,null,null,null,null,null,null,null,null,null,null,null,null,null,null,null,null,null,null,null,null,null,null,null,3,null,null,null,null,null,null,null,null,null,null,null,null,null,null,null,null,null,null,null,null,null,null,null,null,null,null,null,null,null,null,3,null,null,null,null,null,null,null,null,null,null,null,null,null,null,null,null,null,null,null,null,null,null,"x",null,null,null,null,null,null,null,null,null,null,null,null,null,1,null,null,null,null,null,null,null,null,null,null,null,null,null,null,null,null,null,null,null,null,null,null,null,null,null,null,null,null,null,null,null,null,null,null,null,1,null,null,null,null,null,null,null,null,null,null,null,null,null,null,null,null,null,null,null,2]
["ACS880-04-715A-5","R11",715,null,null,null,null,null,null,null,null,null,null,null,null,null,null,null,null,null,null,null,null,null,null,null,null,null,null,null,null,null,null,null,null,null,null,null,null,"x",null,null,null,null,null,null,null,null,null,null,null,null,null,null,null,null,null,null,null,null,null,null,null,null,null,null,null,null,null,3,null,null,null,null,null,null,null,null,null,null,null,null,null,null,null,null,null,null,null,null,null,null,null,null,null,null,null,null,3,null,null,null,null,null,null,null,null,null,null,null,null,null,null,null,null,null,null,null,null,null,null,"x",null,null,null,null,null,null,null,null,null,null,null,null,null,null,1,null,null,null,null,null,null,null,null,null,null,null,null,null,null,null,null,null,null,null,null,null,null,null,null,null,null,null,null,null,null,null,null,null,null,null,1,null,null,null,null,null,null,null,null,null,null,null,null,null,null,null,null,null,null,3]
["ACS880-04-820A-5","R11",820,null,null,null,null,null,null,null,null,null,null,null,null,null,null,null,null,null,null,null,null,null,null,null,null,null,null,null,null,null,null,null,null,null,null,null,null,"x",null,null,null,null,null,null,null,null,null,null,null,null,null,null,null,null,null,null,null,null,null,null,null,null,null,null,null,null,null,null,null,null,3,null,null,null,null,null,null,null,null,null,null,null,null,null,null,null,null,null,null,null,null,null,null,null,null,null,null,3,null,null,null,null,null,null,null,null,null,null,null,null,null,null,null,null,null,null,null,null,null,"x",null,null,null,null,null,null,null,null,null,null,null,null,null,null,1,null,null,null,null,null,null,null,null,null,null,null,null,null,null,null,null,null,null,null,null,null,null,null,null,null,null,null,null,null,null,null,null,null,null,null,1,null,null,null,null,null,null,null,null,null,null,null,null,null,null,null,null,null,null,3]
["ACS880-04-880A-5","R11",880,null,null,null,null,null,null,null,null,null,null,null,null,null,null,null,null,null,null,null,null,null,null,null,null,null,null,null,null,null,null,null,null,null,null,null,null,"x",null,null,null,null,null,null,null,null,null,null,null,null,null,null,null,null,null,null,null,null,null,null,null,null,null,null,null,null,null,null,null,null,3,null,null,null,null,null,null,null,null,null,null,null,null,null,null,null,null,null,null,null,null,null,null,null,null,null,null,null,"3",null,null,null,null,null,null,null,null,null,null,null,null,null,null,null,null,null,null,null,null,"x",null,null,null,null,null,null,null,null,null,null,null,null,null,null,1,null,null,null,null,null,null,null,null,null,null,null,null,null,null,null,null,null,null,null,null,null,null,null,null,null,null,null,null,null,null,null,null,null,null,null,1,null,null,null,null,null,null,null,null,null,null,null,null,null,null,null,null,null,null,3]
["UN = 690 V (525, 575, 600, 660, and 690 V)"]
["ACS880-01-07A3-7","R5A",7.3,null,null,null,null,null,null,null,null,null,null,null,null,null,null,null,null,null,null,null,null,null,null,null,3,null,null,null,null,null,null,null,null,null,null,null,null,null,3,null,null,null,null,null,null,null,null,null,null,null,null,null,null,null,null,null,null,null,null,null,null,null,null,null,null,null,null,null,null,null,null,null,null,null,3,null,null,null,null,null,null,null,null,null,null,null,null,null,null,null,null,null,null,null,null,null,null,null,null,null,null,null,null,null,null,null,null,null,null,null,"1 *)",null,null,null,null,null,null,null,null,null,null,1,null,null,null,null,null,null,null,null,null,null,null,null,null,null,1,null,null,null,null,null,null,null,1,null,null,null,null,null,null,null,null,null,null,null,null,null,null,null,null,null,null,1,null,null,null,null,null,null,null,1,null,null,null,1,null,null,null,2,null,null,null,null,null,null,null,null,null,null,null,1]
["ACS880-01-09A8-7","R5A",9.8000000000000007,null,null,null,null,null,null,null,null,null,null,null,null,null,null,null,null,null,null,null,null,null,null,null,null,3,null,null,null,null,null,null,null,null,null,null,null,null,null,3,null,null,null,null,null,null,null,null,null,null,null,null,null,null,null,null,null,null,null,null,null,null,null,null,null,null,null,null,null,null,null,null,null,null,null,3,null,null,null,null,null,null,null,null,null,null,null,null,null,null,null,null,null,null,null,null,null,null,null,null,null,null,null,null,null,null,null,null,null,null,null,"1 *)",null,null,null,null,null,null,null,null,null,1,null,null,null,null,null,null,null,null,null,null,null,null,null,null,1,null,null,null,null,null,null,null,1,null,null,null,null,null,null,null,null,null,null,null,null,null,null,null,null,null,null,1,null,null,null,null,null,null,null,1,null,null,null,1,null,null,null,2,null,null,null,null,null,null,null,null,null,null,null,1]
["ACS880-01-14A2-7","R5A",14.2,null,null,null,null,null,null,null,null,null,null,null,null,null,null,null,null,null,null,null,null,null,null,null,null,null,3,null,null,null,null,null,null,null,null,null,null,null,null,null,null,3,null,null,null,null,null,null,null,null,null,null,null,null,null,null,null,null,null,null,null,null,null,null,null,null,null,null,null,null,null,null,null,null,null,null,null,3,null,null,null,null,null,null,null,null,null,null,null,null,null,null,null,null,null,null,null,null,null,null,null,null,null,null,null,null,null,null,null,null,null,null,"1 *)",null,null,null,null,null,null,null,null,1,null,null,null,null,null,null,null,null,null,null,null,null,null,null,1,null,null,null,null,null,null,null,1,null,null,null,null,null,null,null,null,null,null,null,null,null,null,null,null,null,null,1,null,null,null,null,null,null,null,1,null,null,null,1,null,null,null,null,null,null,1,null,null,null,null,null,null,null,null,1]
["ACS880-01-018A-7","R5A",18,null,null,null,null,null,null,null,null,null,null,null,null,null,null,null,null,null,null,null,null,null,null,null,null,null,null,3,null,null,null,null,null,null,null,null,null,null,null,null,null,null,3,null,null,null,null,null,null,null,null,null,null,null,null,null,null,null,null,null,null,null,null,null,null,null,null,null,null,null,null,null,null,null,null,null,null,null,null,3,null,null,null,null,null,null,null,null,null,null,null,null,null,null,null,null,null,null,null,null,null,null,null,null,null,null,null,null,null,null,null,null,null,"1 *)",null,null,null,null,null,null,null,null,1,null,null,null,null,null,null,null,null,null,null,null,null,null,1,null,null,null,null,null,null,null,1,null,null,null,null,null,null,null,null,null,null,null,null,null,null,null,null,null,null,null,1,null,null,null,null,null,null,null,1,null,null,null,1,null,null,null,null,null,1,null,null,null,null,null,null,null,null,1]
["ACS880-01-022A-7","R5B",22,null,null,null,null,null,null,null,null,null,null,null,null,null,null,null,null,null,null,null,null,null,null,null,null,null,null,null,3,null,null,null,null,null,null,null,null,null,null,null,null,null,null,3,null,null,null,null,null,null,null,null,null,null,null,null,null,null,null,null,null,null,null,null,null,null,null,null,null,null,null,null,null,null,null,null,null,null,null,null,3,null,null,null,null,null,null,null,null,null,null,null,null,null,null,null,null,null,null,null,null,null,null,null,null,null,null,null,null,null,null,null,null,null,"1 *)",null,null,null,null,null,null,null,1,null,null,null,null,null,null,null,null,null,null,null,null,null,1,null,null,null,null,null,null,null,1,null,null,null,null,null,null,null,null,null,null,null,null,null,null,null,null,null,null,null,1,null,null,null,null,null,null,null,1,null,null,null,1,null,null,null,null,null,1,null,null,null,null,null,null,null,null,1]
["ACS880-01-026A-7","R5B",26,null,null,null,null,null,null,null,null,null,null,null,null,null,null,null,null,null,null,null,null,null,null,null,null,null,null,null,3,null,null,null,null,null,null,null,null,null,null,null,null,null,null,3,null,null,null,null,null,null,null,null,null,null,null,null,null,null,null,null,null,null,null,null,null,null,null,null,null,null,null,null,null,null,null,null,null,null,null,null,3,null,null,null,null,null,null,null,null,null,null,null,null,null,null,null,null,null,null,null,null,null,null,null,null,null,null,null,null,null,null,null,null,null,null,"1 *)",null,null,null,null,null,null,1,null,null,null,null,null,null,null,null,null,null,null,null,null,null,1,null,null,null,null,null,null,null,1,null,null,null,null,null,null,null,null,null,null,null,null,null,null,null,null,null,null,1,null,null,null,null,null,null,null,1,null,null,null,1,null,null,null,null,null,1,null,null,null,null,null,null,null,null,1]
["ACS880-01-035A-7","R5B",35,null,null,null,null,null,null,null,null,null,null,null,null,null,null,null,null,null,null,null,null,null,null,null,null,null,null,null,null,3,null,null,null,null,null,null,null,null,null,null,null,null,null,null,3,null,null,null,null,null,null,null,null,null,null,null,null,null,null,null,null,null,null,null,null,null,null,null,null,null,null,null,null,null,null,null,null,null,null,null,null,3,null,null,null,null,null,null,null,null,null,null,null,null,null,null,null,null,null,null,null,null,null,null,null,null,null,null,null,null,null,null,null,null,null,"1 *)",null,null,null,null,null,null,1,null,null,null,null,null,null,null,null,null,null,null,null,null,null,1,null,null,null,null,null,null,null,null,null,1,null,null,null,null,null,null,null,null,null,null,null,null,null,null,null,null,null,1,null,null,null,null,null,null,null,1,null,null,null,1,null,null,null,null,1,null,null,null,null,null,null,null,null,1]
["ACS880-01-042A-7","R5B",42,null,null,null,null,null,null,null,null,null,null,null,null,null,null,null,null,null,null,null,null,null,null,null,null,null,null,null,null,null,3,null,null,null,null,null,null,null,null,null,null,null,null,null,null,3,null,null,null,null,null,null,null,null,null,null,null,null,null,null,null,null,null,null,null,null,null,null,null,null,null,null,null,null,null,null,null,null,null,null,null,null,3,null,null,null,null,null,null,null,null,null,null,null,null,null,null,null,null,null,null,null,null,null,null,null,null,null,null,null,null,null,null,null,null,null,null,"1 *)",null,null,null,null,null,1,null,null,"1 *)",null,null,null,null,null,null,null,null,null,null,1,null,null,null,null,null,null,null,null,null,1,null,null,null,null,null,null,null,null,null,null,null,null,null,null,null,null,null,1,null,null,null,null,null,null,null,1,null,null,null,1,null,null,null,null,1,null,null,null,null,null,null,null,null,null,1]
["ACS880-01-049A-7","R5B",49,null,null,null,null,null,null,null,null,null,null,null,null,null,null,null,null,null,null,null,null,null,null,null,null,null,null,null,null,null,3,null,null,null,null,null,null,null,null,null,null,null,null,null,null,3,null,null,null,null,null,null,null,null,null,null,null,null,null,null,null,null,null,null,null,null,null,null,null,null,null,null,null,null,null,null,null,null,null,null,null,null,3,null,null,null,null,null,null,null,null,null,null,null,null,null,null,null,null,null,null,null,null,null,null,null,null,null,null,null,null,null,null,null,null,null,null,"1 *)",null,null,null,null,null,1,null,null,"1 *)",null,null,null,null,null,null,null,null,null,null,1,null,null,null,null,null,null,null,null,null,null,1,null,null,null,null,null,null,null,null,null,null,null,null,null,null,null,null,1,null,null,null,null,null,null,null,1,null,null,null,1,null,null,null,null,1,null,null,null,null,null,null,null,null,null,1]
["ACS880-01-061A-7","R6",61,null,null,null,null,null,null,null,null,null,null,null,null,null,null,null,null,null,null,null,null,null,null,null,null,null,null,null,null,null,null,3,null,null,null,null,null,null,null,null,null,null,null,null,null,null,null,3,null,null,null,null,null,null,null,null,null,null,null,null,null,null,null,null,null,null,null,null,null,null,null,null,null,null,null,null,null,null,null,null,null,null,null,null,null,3,null,null,null,null,null,null,null,null,null,null,null,null,null,null,null,null,null,null,null,null,null,null,null,null,null,null,null,null,null,null,null,null,"1 *)",null,null,null,null,null,1,null,null,"1 *)",null,null,null,null,null,null,null,null,null,null,1,null,null,null,null,null,null,null,null,null,null,1,null,null,null,null,null,null,null,null,null,null,null,null,null,null,null,null,1,null,null,null,null,null,null,null,1,null,null,null,1,null,null,null,null,1,null,null,null,null,null,null,null,null,1]
["ACS880-01-084A-7","R6",84,null,null,null,null,null,null,null,null,null,null,null,null,null,null,null,null,null,null,null,null,null,null,null,null,null,null,null,null,null,null,null,3,null,null,null,null,null,null,null,null,null,null,null,null,null,null,null,3,null,null,null,null,null,null,null,null,null,null,null,null,null,null,null,null,null,null,null,null,null,null,null,null,null,null,null,null,null,null,null,null,null,null,null,null,null,null,3,null,null,null,null,null,null,null,null,null,null,null,null,null,null,null,null,null,null,null,null,null,null,null,null,null,null,null,null,null,null,"1 *)",null,null,null,null,null,1,null,null,"1 *)",null,null,null,null,null,null,null,null,null,null,1,null,null,null,null,null,null,null,null,null,null,1,null,null,null,null,null,null,null,null,null,null,null,null,null,null,null,null,1,null,null,null,null,null,null,null,1,null,null,null,1,null,null,null,null,1]
["ACS880-01-098A-7","R7",98,null,null,null,null,null,null,null,null,null,null,null,null,null,null,null,null,null,null,null,null,null,null,null,null,null,null,null,null,null,null,null,3,null,null,null,null,null,null,null,null,null,null,null,null,null,null,null,null,null,null,3,null,null,null,null,null,null,null,null,null,null,null,null,null,null,null,null,null,null,null,null,null,null,null,null,null,null,null,null,null,null,null,null,null,null,null,3,null,null,null,null,null,null,null,null,null,null,null,null,null,null,null,null,null,null,null,null,null,null,null,null,null,null,null,null,null,null,null,"x",null,null,null,null,null,1,null,null,"1 *)",null,null,null,null,null,null,null,null,null,1,null,null,null,null,null,null,null,null,null,null,1,null,null,null,null,null,null,null,null,null,null,null,null,null,null,null,null,1,null,null,null,null,null,null,null,1,null,null,null,1,null,null,null,null,null,null,1]
["ACS880-01-119A-7","R7",119,null,null,null,null,null,null,null,null,null,null,null,null,null,null,null,null,null,null,null,null,null,null,null,null,null,null,null,null,null,null,null,null,3,null,null,null,null,null,null,null,null,null,null,null,null,null,null,null,null,null,3,null,null,null,null,null,null,null,null,null,null,null,null,null,null,null,null,null,null,null,null,null,null,null,null,null,null,null,null,null,null,null,null,null,null,null,null,3,null,null,null,null,null,null,null,null,null,null,null,null,null,null,null,null,null,null,null,null,null,null,null,null,null,null,null,null,null,null,"x",null,null,null,null,null,1,null,null,"1 *)",null,null,null,null,null,null,null,null,null,null,1,null,null,null,null,null,null,null,null,null,null,null,1,null,null,null,null,null,null,null,null,null,null,null,null,null,null,null,1,null,null,null,null,null,null,null,null,null,null,null,null,null,null,null,null,null,1]
["ACS880-01-142A-7","R8",142,null,null,null,null,null,null,null,null,null,null,null,null,null,null,null,null,null,null,null,null,null,null,null,null,null,null,null,null,null,null,null,null,null,3,null,null,null,null,null,null,null,null,null,null,null,null,null,null,null,null,null,3,null,null,null,null,null,null,null,null,null,null,null,null,null,null,null,null,null,null,null,null,null,null,null,null,null,null,null,null,null,null,null,null,null,null,null,null,null,3,null,null,null,null,null,null,null,null,null,null,null,null,null,null,null,null,null,null,null,null,null,null,null,null,null,null,null,null,"x",null,null,null,null,null,1,null,null,"1 *)",null,null,null,null,null,null,null,null,null,null,null,1,null,null,null,null,null,null,null,null,null,null,null,1,null,null,null,null,null,null,null,null,null,null,null,null,null,null,1,null,null,null,null,null,null,null,null,null,null,null,null,null,null,null,null,null,null,1]
["ACS880-01-174A-7","R8",174,null,null,null,null,null,null,null,null,null,null,null,null,null,null,null,null,null,null,null,null,null,null,null,null,null,null,null,null,null,null,null,null,null,null,3,null,null,null,null,null,null,null,null,null,null,null,null,null,null,null,null,null,3,null,null,null,null,null,null,null,null,null,null,null,null,null,null,null,null,null,null,null,null,null,null,null,null,null,null,null,null,null,null,null,null,null,null,null,null,null,3,null,null,null,null,null,null,null,null,null,null,null,null,null,null,null,null,null,null,null,null,null,null,null,null,null,null,null,"x",null,null,null,null,null,null,null,null,null,1,null,null,null,null,null,null,null,null,null,null,1,null,null,null,null,null,null,null,null,null,null,null,null,null,1,null,null,null,null,null,null,null,null,null,null,null,null,1,null,null,null,null,null,null,null,null,null,null,null,null,null,null,null,null,null,null,1]
["ACS880-01-210A-7","R9",210,null,null,null,null,null,null,null,null,null,null,null,null,null,null,null,null,null,null,null,null,null,null,null,null,null,null,null,null,null,null,null,null,null,null,null,3,null,null,null,null,null,null,null,null,null,null,null,null,null,null,null,null,null,null,3,null,null,null,null,null,null,null,null,null,null,null,null,null,null,null,null,null,null,null,null,null,null,null,null,null,null,null,null,null,null,null,null,null,null,null,null,null,3,null,null,null,null,null,null,null,null,null,null,null,null,null,null,null,null,null,null,null,null,null,null,null,null,null,"x",null,null,null,null,null,null,null,null,null,null,1,null,null,null,null,null,null,null,null,null,1,null,null,null,null,null,null,null,null,null,null,null,null,null,1,null,null,null,null,null,null,null,null,null,null,null,null,1,null,null,null,null,null,null,null,null,null,null,null,null,null,null,null,null,null,null,null,1]
["ACS880-01-271A-7","R9",271,null,null,null,null,null,null,null,null,null,null,null,null,null,null,null,null,null,null,null,null,null,null,null,null,null,null,null,null,null,null,null,null,null,null,null,3,null,null,null,null,null,null,null,null,null,null,null,null,null,null,null,null,null,null,null,null,3,null,null,null,null,null,null,null,null,null,null,null,null,null,null,null,null,null,null,null,null,null,null,null,null,null,null,null,null,null,null,null,null,null,null,null,3,null,null,null,null,null,null,null,null,null,null,null,null,null,null,null,null,null,null,null,null,null,null,null,null,null,"x",null,null,null,null,null,null,null,null,null,null,null,1,null,null,null,null,null,null,null,null,null,1,null,null,null,null,null,null,null,null,null,null,null,null,null,1,null,null,null,null,null,null,null,null,null,null,null,1,null,null,null,null,null,null,null,null,null,null,null,null,null,null,null,null,null,null,null,1]
["ACS880-04-330A-7","R10",330,null,null,null,null,null,null,null,null,null,null,null,null,null,null,null,null,null,null,null,null,null,null,null,null,null,null,null,null,null,null,null,null,null,null,null,null,"x",null,null,null,null,null,null,null,null,null,null,null,null,null,null,null,null,null,null,null,null,null,null,null,null,3,null,null,null,null,null,null,null,null,null,null,null,null,null,null,null,null,null,null,null,null,null,null,null,null,null,null,null,null,null,null,null,3,null,null,null,null,null,null,null,null,null,null,null,null,null,null,null,null,null,null,null,null,null,null,null,null,"x",null,null,null,null,null,null,null,null,null,null,null,null,1,null,null,null,null,null,null,null,null,null,null,null,null,null,null,null,null,null,null,null,null,null,null,null,null,null,null,null,null,null,null,null,null,null,null,null,null,1,null,null,null,null,null,null,null,null,null,null,null,null,null,null,null,null,null,null,null,1]
["ACS880-04-370A-7","R10",370,null,null,null,null,null,null,null,null,null,null,null,null,null,null,null,null,null,null,null,null,null,null,null,null,null,null,null,null,null,null,null,null,null,null,null,null,"x",null,null,null,null,null,null,null,null,null,null,null,null,null,null,null,null,null,null,null,null,null,null,null,null,null,null,3,null,null,null,null,null,null,null,null,null,null,null,null,null,null,null,null,null,null,null,null,null,null,null,null,null,null,null,null,null,3,null,null,null,null,null,null,null,null,null,null,null,null,null,null,null,null,null,null,null,null,null,null,null,null,"x",null,null,null,null,null,null,null,null,null,null,null,null,1,null,null,null,null,null,null,null,null,null,null,null,null,null,null,null,null,null,null,null,null,null,null,null,null,null,null,null,null,null,null,null,null,null,null,null,null,1,null,null,null,null,null,null,null,null,null,null,null,null,null,null,null,null,null,null,null,1]
["ACS880-04-430A-7","R10",430,null,null,null,null,null,null,null,null,null,null,null,null,null,null,null,null,null,null,null,null,null,null,null,null,null,null,null,null,null,null,null,null,null,null,null,null,"x",null,null,null,null,null,null,null,null,null,null,null,null,null,null,null,null,null,null,null,null,null,null,null,null,null,null,null,3,null,null,null,null,null,null,null,null,null,null,null,null,null,null,null,null,null,null,null,null,null,null,null,null,null,null,null,null,3,null,null,null,null,null,null,null,null,null,null,null,null,null,null,null,null,null,null,null,null,null,null,null,null,"x",null,null,null,null,null,null,null,null,null,null,null,null,1,null,null,null,null,null,null,null,null,null,null,null,null,null,null,null,null,null,null,null,null,null,null,null,null,null,null,null,null,null,null,null,null,null,null,null,null,1,null,null,null,null,null,null,null,null,null,null,null,null,null,null,null,null,null,null,null,1]
["ACS880-04-425A-7","R11",425,null,null,null,null,null,null,null,null,null,null,null,null,null,null,null,null,null,null,null,null,null,null,null,null,null,null,null,null,null,null,null,null,null,null,null,null,"x",null,null,null,null,null,null,null,null,null,null,null,null,null,null,null,null,null,null,null,null,null,null,null,null,null,null,null,3,null,null,null,null,null,null,null,null,null,null,null,null,null,null,null,null,null,null,null,null,null,null,null,null,null,null,null,null,3,null,null,null,null,null,null,null,null,null,null,null,null,null,null,null,null,null,null,null,null,null,null,null,null,"x",null,null,null,null,null,null,null,null,null,null,null,null,1,null,null,null,null,null,null,null,null,null,null,null,null,null,null,null,null,null,null,null,null,null,null,null,null,null,null,null,null,null,null,null,null,null,null,null,null,1,null,null,null,null,null,null,null,null,null,null,null,null,null,null,null,null,null,null,2]
["ACS880-04-470A-7","R11",470,null,null,null,null,null,null,null,null,null,null,null,null,null,null,null,null,null,null,null,null,null,null,null,null,null,null,null,null,null,null,null,null,null,null,null,null,"x",null,null,null,null,null,null,null,null,null,null,null,null,null,null,null,null,null,null,null,null,null,null,null,null,null,null,null,null,3,null,null,null,null,null,null,null,null,null,null,null,null,null,null,null,null,null,null,null,null,null,null,null,null,null,null,null,null,3,null,null,null,null,null,null,null,null,null,null,null,null,null,null,null,null,null,null,null,null,null,null,null,"x",null,null,null,null,null,null,null,null,null,null,null,null,1,null,null,null,null,null,null,null,null,null,null,null,null,null,null,null,null,null,null,null,null,null,null,null,null,null,null,null,null,null,null,null,null,null,null,null,null,1,null,null,null,null,null,null,null,null,null,null,null,null,null,null,null,null,null,null,2]
["ACS880-04-522A-7","R11",522,null,null,null,null,null,null,null,null,null,null,null,null,null,null,null,null,null,null,null,null,null,null,null,null,null,null,null,null,null,null,null,null,null,null,null,null,"x",null,null,null,null,null,null,null,null,null,null,null,null,null,null,null,null,null,null,null,null,null,null,null,null,null,null,null,null,null,3,null,null,null,null,null,null,null,null,null,null,null,null,null,null,null,null,null,null,null,null,null,null,null,null,null,null,null,3,null,null,null,null,null,null,null,null,null,null,null,null,null,null,null,null,null,null,null,null,null,null,null,"x",null,null,null,null,null,null,null,null,null,null,null,null,null,1,null,null,null,null,null,null,null,null,null,null,null,null,null,null,null,null,null,null,null,null,null,null,null,null,null,null,null,null,null,null,null,null,null,null,null,1,null,null,null,null,null,null,null,null,null,null,null,null,null,null,null,null,null,null,2]
["ACS880-04-590A-7","R11",590,null,null,null,null,null,null,null,null,null,null,null,null,null,null,null,null,null,null,null,null,null,null,null,null,null,null,null,null,null,null,null,null,null,null,null,null,"x",null,null,null,null,null,null,null,null,null,null,null,null,null,null,null,null,null,null,null,null,null,null,null,null,null,null,null,null,null,null,3,null,null,null,null,null,null,null,null,null,null,null,null,null,null,null,null,null,null,null,null,null,null,null,null,null,null,null,3,null,null,null,null,null,null,null,null,null,null,null,null,null,null,null,null,null,null,null,null,null,null,"x",null,null,null,null,null,null,null,null,null,null,null,null,null,1,null,null,null,null,null,null,null,null,null,null,null,null,null,null,null,null,null,null,null,null,null,null,null,null,null,null,null,null,null,null,null,null,null,null,null,1,null,null,null,null,null,null,null,null,null,null,null,null,null,null,null,null,null,null,2]
["ACS880-04-650A-7","R11",650,null,null,null,null,null,null,null,null,null,null,null,null,null,null,null,null,null,null,null,null,null,null,null,null,null,null,null,null,null,null,null,null,null,null,null,null,"x",null,null,null,null,null,null,null,null,null,null,null,null,null,null,null,null,null,null,null,null,null,null,null,null,null,null,null,null,null,null,null,3,null,null,null,null,null,null,null,null,null,null,null,null,null,null,null,null,null,null,null,null,null,null,null,null,null,null,3,null,null,null,null,null,null,null,null,null,null,null,null,null,null,null,null,null,null,null,null,null,null,"x",null,null,null,null,null,null,null,null,null,null,null,null,null,null,null,null,null,null,null,null,null,null,null,null,null,null,null,null,null,null,null,null,null,null,null,null,null,null,null,null,null,null,null,null,null,null,null,null,null,null,1,null,null,null,null,null,null,null,null,null,null,null,null,null,null,null,null,null,2]
["ACS880-04-721A-7","R11",721,null,null,null,null,null,null,null,null,null,null,null,null,null,null,null,null,null,null,null,null,null,null,null,null,null,null,null,null,null,null,null,null,null,null,null,null,"x",null,null,null,null,null,null,null,null,null,null,null,null,null,null,null,null,null,null,null,null,null,null,null,null,null,null,null,null,null,null,null,3,null,null,null,null,null,null,null,null,null,null,null,null,null,null,null,null,null,null,null,null,null,null,null,null,null,null,3,null,null,null,null,null,null,null,null,null,null,null,null,null,null,null,null,null,null,null,null,null,null,"x",null,null,null,null,null,null,null,null,null,null,null,null,null,null,null,null,null,null,null,null,null,null,null,null,null,null,null,null,null,null,null,null,null,null,null,null,null,null,null,null,null,null,null,null,null,null,null,null,null,null,1,null,null,null,null,null,null,null,null,null,null,null,null,null,null,null,null,null,2]

{"sheet":"ACS580-01_04_400V","index":5,"n_rows":38,"n_cols":216,"rows_kept":38,"cut":false,"hidden":false,"merged":[[2,153,2,160],[2,161,2,179],[2,180,2,199],[2,200,2,215],[2,5,2,39],[2,40,2,72],[2,73,2,100],[2,101,2,128],[2,129,2,144],[2,145,2,152]]}
[null,null,null,"Main Cable",null,"Main Fuses (gG)",null,null,null,null,null,null,null,null,null,null,null,null,null,null,null,null,null,null,null,null,null,null,null,null,null,null,null,null,null,null,null,null,null,null,"Main Fuses (aR)",null,null,null,null,null,null,null,null,null,null,null,null,null,null,null,null,null,null,null,null,null,null,null,null,null,null,null,null,null,null,null,null,"Main Fuses (UL)",null,null,null,null,null,null,null,null,null,null,null,null,null,null,null,null,null,null,null,null,null,null,null,null,null,null,null,"Miniature circuit breaker",null,null,null,null,null,null,null,null,null,null,null,null,null,null,null,null,null,null,null,null,null,null,null,null,null,null,null,"Moulded Case Circuit Breaker",null,null,null,null,null,null,null,null,null,null,null,null,null,null,null,"Main Switch",null,null,null,null,null,null,null,"Main Switch UL",null,null,null,null,null,null,null,"Main Contactor",null,null,null,null,null,null,null,null,null,null,null,null,null,null,null,null,null,null,"Braking Resistor",null,null,null,null,null,null,null,null,null,null,null,null,null,null,null,null,null,null,null,"Output Chokes (du/dt filters)"]
[null,null,null,null,null,null,null,null,null,null,null,null,null,null,null,null,null,null,null,null,null,null,null,null,null,null,null,null,null,null,null,null,null,null,null,null,null,null,null,null,null,null,null,null,null,null,null,null,null,null,null,null,null,null,null,null,null,null,null,null,null,null,null,null,null,null,null,null,null,null,null,null,null,null,null,null,null,null,null,null,null,null,null,null,null,null,null,null,null,null,null,null,null,null,null,null,null,null,null,null,null,null,null,null,null,null,null,null,null,null,null,null,null,null,null,null,null,null,null,null,null,null,null,null,null,null,null,null,null,null,null,null,null,null,null,null,null,null,null,null,null,null,null,null,null,"Circuit Diagram ref. nbr. 00362465",null,null,null,null,null,null,null,"Circuit Diagram ref. nbr. 00362465",null,null,null,null,null,null,null,"Circuit Diagram ref. nbr. 00362465",null,null,null,null,null,null,null,null,null,null,null,null,null,null,null,null,null,null,"Circuit Diagram ref. nbr. 00362933, 00362933",null,null,null,null,null,null,null,null,null,null,null,null,null,null,null,null,null,null,null,"Circuit Diagram ref. nbr. 00362465"]
["Type",null,"Current ratings","Mains cable *",null,"gG Fuses (see footnotes)",null,null,null,null,null,null,null,null,null,null,null,null,null,null,null,null,null,null,null,null,null,null,null,null,null,null,null,null,null,null,null,null,null,null,"aR Fuses(see footnotes)",null,null,null,null,null,null,null,null,null,null,null,null,null,null,null,null,null,null,null,null,null,null,null,null,null,null,null,null,null,null,null,null,"UL-class Fuses",null,null,null,null,null,null,null,null,null,null,null,null,null,null,null,null,null,null,null,null,null,null,null,null,null,null,null,"Miniature circuit breaker",null,null,null,null,null,null,null,null,null,null,null,null,null,null,null,null,null,null,null,null,null,null,null,null,null,null,null,"Tmax Moulded Case Circuit Breaker",null,null,null,null,null,null,null,null,null,null,null,null,null,null,null,"Switch Fuse",null,null,null,null,null,null,null,"Switch Fuse UL",null,null,null,null,null,null,null,"Contactor",null,null,null,null,null,null,null,null,null,null,null,null,null,null,null,null,null,null,"Braking Resistor",null,null,null,null,null,null,null,null,null,null,null,null,null,null,null,null,null,null,null,"du/dt filters"]
[null,null,null,null,null,"gG Fuses","gG Fuses","gG Fuses","gG Fuses","gG Fuses","gG Fuses","gG Fuses","gG Fuses","gG Fuses","gG Fuses","gG Fuses","gG Fuses","gG Fuses","gG Fuses","gG Fuses","gG Fuses","gG Fuses","gG Fuses","gG Fuses","gG Fuses","gG Fuses","gG Fuses","gG Fuses","gG Fuses","gG Fuses","gG Fuses","gG Fuses","gG Fuses","gG Fuses","gG Fuses","gG Fuses","gG Fuses","gG Fuses","gG Fuses","gG Fuses","aR Fuses","aR Fuses","aR Fuses","aR Fuses","aR Fuses","aR Fuses","aR Fuses","aR Fuses","aR Fuses","aR Fuses","aR Fuses","aR Fuses","aR Fuses","aR Fuses","aR Fuses","aR Fuses","aR Fuses","aR Fuses","aR Fuses","aR Fuses","aR Fuses","aR Fuses","aR Fuses","aR Fuses","aR Fuses","aR Fuses","aR Fuses","aR Fuses","aR Fuses","aR Fuses","aR Fuses","aR Fuses","aR Fuses","T-class","T-class","T-class","T-class","T-class","T-class","T-class","T-class","T-class","T-class","T-class","T-class","T-class","T-class","T-class","T-class","T-class","T-class","T-class","T-class","T-class","T-class","T-class","T-class","T-class","L-class","L-class","L-class","Miniature circuit breaker","Miniature circuit breaker","Miniature circuit breaker","Miniature circuit breaker","Miniature circuit breaker","Miniature circuit breaker","Miniature circuit breaker","Miniature circuit breaker","Miniature circuit breaker","Miniature circuit breaker","Miniature circuit breaker","Miniature circuit breaker","Miniature circuit breaker","Miniature circuit breaker","Miniature circuit breaker","Miniature circuit breaker","Miniature circuit breaker","Miniature circuit breaker","Miniature circuit breaker","Miniature circuit breaker","Miniature circuit breaker","Miniature circuit breaker","Miniature circuit breaker","Miniature circuit breaker","Miniature circuit breaker","Miniature circuit breaker","Miniature circuit breaker",null,"Tmax Moulded Case Circuit Breaker","Tmax Moulded Case Circuit Breaker","Tmax Moulded Case Circuit Breaker","Tmax Moulded Case Circuit Breaker","Tmax Moulded Case Circuit Breaker","Tmax Moulded Case Circuit Breaker","Tmax Moulded Case Circuit Breaker","Tmax Moulded Case Circuit Breaker","Tmax Moulded Case Circuit Breaker","Tmax Moulded Case Circuit Breaker","Tmax Moulded Case Circuit Breaker","Tmax Moulded Case Circuit Breaker","Tmax Moulded Case Circuit Breaker","Tmax Moulded Case Circuit Breaker","Tmax Moulded Case Circuit Breaker",null,"Switch-disconnector","Switch-disconnector","Switch-disconnector","Switch-disconnector","Switch-disconnector","Switch-disconnector","Switch-disconnector","Switch-disconnector","Switch-disconnector","Switch-disconnector","Switch-disconnector","Switch-disconnector","Switch-disconnector","Switch-disconnector","Switch-disconnector","Switch-disconnector","Contactor","Contactor","Contactor","Contactor","Contactor","Contactor","Contactor","Contactor","Contactor","Contactor","Contactor","Contactor","Contactor","Contactor","Contactor","Contactor","Contactor","Contactor","Contactor","Braking Resistor","Braking Resistor","Braking Resistor","Braking Resistor","Braking Resistor","Braking Resistor","Braking Resistor","Braking Resistor","Braking Resistor","Braking Resistor","Braking Resistor","Braking Resistor","Braking Resistor","Braking Resistor","Braking Resistor","Braking Resistor","Braking Resistor","Braking Resistor","Braking Resistor","Braking Resistor","du/dt filters unprotected (IP00)","du/dt filters unprotected (IP00)","du/dt filters unprotected (IP00)","du/dt filters unprotected (IP00)","du/dt filters unprotected (IP00)","du/dt filters unprotected (IP00)","du/dt filters unprotected (IP00)","du/dt filters unprotected (IP00)","du/dt filters protected (IP22)","du/dt filters protected (IP22)","du/dt filters protected (IP22)","du/dt filters protected (IP22)","du/dt filters protected (IP54)","du/dt filters protected (IP54)","du/dt filters protected (IP54)","du/dt filters protected (IP54)"]
[null,null,"I2cont.max",null,null,"ABB: OFAF000H4 4A, 500V, 55A2s","ABB: OFAF000H6 6A, 500V, 110A2s","ABB: OFAF000H10 10A, 500V, 360A2s","ABB: OFAF000H16 16A, 500V, 740A2s","ABB: OFAF000H25 25A, 500V, 2,5kA2s","ABB: OFAF000H32 32A, 500V, 4kA2s","ABB: OFAF000H40 40A, 500V, 7,7A2s","ABB: OFAF000H50 50A, 500V, 16kA2s","ABB: OFAF000H63 63A, 500V, 20,1kA2s","ABB: OFAF000H80 80A, 500V, 37,5kA2s","ABB: OFAF000H100 100A, 500V, 65kASs","ABB: OFAF00H125 125A, 500V, 103kA2s","ABB: OFAF00H160 160A, 500V, 185kA2s","ABB: OFAF0H200 200A, 500V, 300kA2s","ABB: OFAF0H250 250A, 500V, 600kA2s","ABB: OFAF1H315 315A, 500V, 710kA2s","ABB: OFAF1H355 355A, 500V, 920kA2s","ABB: OFAF2H400 400A, 500V, 1000kA2s","ABB: OFAF2H425 425A, 500V, 1300kA2s","ABB: OFAF2H500 500A, 500V, 2000kA2s","ABB: OFAF3H630 630A, 500V, 2800kA2s","ABB: OFAA000GG16 16A, 690V, 1,2kA2s","ABB: OFAA000GG20 20A, 690V, 2,4kA2s","ABB: OFAA000GG25 25A, 690V, 4kA2s","ABB: OFAA000GG35 35A, 690V, 12kA2s","ABB: OFAA000GG50 50A, 690V, 24kA2s","ABB: OFAA000GG63 63A, 690V, 30kA2s","ABB: OFAA0GG80 16A, 690V, 51kA2s","ABB: OFAA0GG100 100A, 690V, 95kA2s","ABB: OFAA1GG160 160A, 690V, 240kA2s","ABB: OFAA1GG200 200A, 690V, 350kA2s","ABB: OFAA1GG250 250A, 690V, 700kA2s","ABB: OFAA2GG315 315A, 690V, 850kA2s","ABB: OFAA3GG400 400A, 690V, 1300kA2s","gG fuse is too slow for this drive","Bussmann: 170M1559 16A, 690V, 48A2s","Bussmann: 170M1560 20A, 690V, 78A2s","Bussmann: 170M1561 25A, 690V, 130A2s","Bussmann: 170M1562 32A, 690V, 270A2s","Bussmann: 170M1563 40A, 690V, 460A2s","Bussmann: 170M1564 50A, 690V, 770A2s","Bussmann: 170M1565 63A, 690V, 1450A2s","Bussmann: 170M1566 80A, 690V, 2550A2s","Bussmann: 170M1567 100A, 690V, 4650A2s","Bussmann: 170M1568 125A, 690V, 8500A2s","Bussmann: 170M1569 160A, 690V, 16kA2s","Bussmann: 170M3813 125A, 690V, 3700A2s","Bussmann: 170M3814 160A, 690V, 7500A2s","Bussmann: 170M3815 200A, 690V, 15kA2s","Bussmann: 170M3816 250A, 690V, 28500A2s","Bussmann: 170M3817 315A, 690V, 46500A2s","Bussmann: 170M3818 350A, 690V, 68500A2s","Bussmann: 170M5808 400A, 690V, 74kA2s","Bussmann: 170M5809 450A, 690V, 105kA2s","Bussmann: 170M5810 500A, 690V, 145kA2s","Bussmann: 170M5811 550A, 690V, 190kA2s","Bussmann: 170M5812 630A, 690V, 275kA2s","Bussmann: 170M6810D 630A, 690V, 490 kA2s","Bussmann: 170M5813 700A, 690V, 405kA2s","Bussmann: 170M6811D 700A, 690V, 320 kA2s","Bussmann: 170M6812D 800A, 690V, 490 kA2s","Bussmann: 170M6813D 900A, 690V, 720 kA2s","Bussmann: 170M6814D 1000A, 690V, 985 kA2s","Bussmann: 170M6892D 1100A, 690V, 1400 kA2s","Bussmann: 170M8554D 1250A, 690V, 2150 kA2s","Bussmann: 170M8555D 1400A, 690V,2700 kA2s","Bussmann: 170M8556D 1500A, 690V,3350 kA2s","Bussmann: 170M8557D 1600A, 690V,4150 kA2s","Bussmann: JJS-3 3A, 600V","Bussmann: JJS-6 6A, 600V","Bussmann: JJS-10 10A, 600V","Bussmann: JJS-15 15A, 600V","Bussmann: JJS-20 20A, 600V","Bussmann: JJS-25 25A, 600V","Bussmann: JJS-30 30A, 600V","Bussmann: JJS-35 35A, 600V","Bussmann: JJS-40 40A, 600V","Bussmann: JJS-50 50A, 600V","Bussmann: JJS-60 60A, 600V","Bussmann: JJS-80 80A, 600V","Bussmann: JJS-90 90A, 600V","Bussmann: JJS-100 100A, 600V","Bussmann: JJS-110 110A, 600V","Bussmann: JJS-125 125A, 600V","Bussmann: JJS-150 150A, 600V","Bussmann:  JJS-200 200A, 600V","Bussmann: JJS-225 225A, 600V","Bussmann: JJS-250 250A, 600V","Bussmann: JJS-300 300A, 600V","Bussmann: JJS-350 350A, 600V","Bussmann: JJS-400 400A, 600V","Bussmann: JJS-500 500A, 600V","Bussmann: JJS-600 600A, 600V","Ferraz: A4BY800    800A, 600V ","Ferraz: A4BY900    900A, 600V ","Ferraz: A4BY1000    1000A, 600V ","ABB: S 203P-Z 10 (prospective SC current 25kA)","ABB: S 203P-B/C/Z 10 (prospective SC current 20kA)","ABB: S 203P-Z 16 (prospective SC current 25kA)","ABB: S 203P-B/C/Z 16 (prospective SC current 20kA)","ABB: S 203P-Z 20 (prospective SC current 25kA)","ABB: S 203P-B/C/Z 20 (prospective SC current 20kA)","ABB: S 203P-Z 25 (prospective SC current 25kA)","ABB: S 203P-B/C/Z 25 (prospective SC current 20kA)","ABB: S 203P-Z 32 (prospective SC current 15kA)","ABB: S 203P-B/C/Z 32 (prospective SC current 12kA)","ABB: S 203P-Z 40 (prospective SC current 15kA)","ABB: S 203P-B/C/Z 40 (prospective SC current 12kA)","ABB: S 203P-Z 50 (prospective SC current 15kA)","ABB: S 203P-B/C/Z 50 (prospective SC current 12kA)","ABB: S 203 M/P-B/C 50 (prospective SC current 5kA)","ABB: S 203 M/P-B/C 63 (prospective SC current 5kA)","ABB: S 803 S-B/C 6 (prospective SC current 10kA)","ABB: S 803 S-B/C 10 (prospective SC current 10kA)","ABB: S 803 S-B/C 13 (prospective SC current 10kA)","ABB: S 803 S-B/C 20 (prospective SC current 10kA, >500V 4kA)","ABB: S 803 S-B/C 25 (prospective SC current 10kA, >500V 4kA)","ABB: S 803 S-B/C 32 (prospective SC current 10kA, >500V 4kA)","ABB: S 803 S-B/C 50 (prospective SC current 10kA, >500V 4kA)","ABB: S 803 S-B/C 63 (prospective SC current 10kA, >500V 4kA)","ABB: S 803 S-B/C 75 (prospective SC current 10kA)","ABB: S 803 S-B/C 80 (prospective SC current 10kA, >500V 4kA)","ABB: S 803 S-B/C 125 (prospective SC current 10kA, >500V 3kA)","No miniature breaker for this drive. Select molded case breaker.","ABB: 1SDA067914R1 (XT2 L 160 Ekip LS/I In=10 3p F F) \n500V: Prospective SC current 65kA\n>500V Prospective SC current 18kA","ABB: 1SDA067915R1 (XT2 L 160 Ekip LS/I In=25 3p F F)\n500V: Prospective SC current 65kA\n>500V Prospective SC current 18kA","ABB: 1SDA067916R1 (XT2 L 160 Ekip LS/I In=63 3p F F)\n500V: Prospective SC current 65kA\n>500V Prospective SC current 18kA","ABB: 1SDA067917R1 (XT2 L 160 Ekip LS/I In=100 3p F F)\n500V: Prospective SC current 65kA\n>500V Prospective SC current 18kA","ABB: 1SDA067918R1 (XT2 L 160 Ekip LS/I In=160 3p F F)\nProspective SC current 65kA\n\n","ABB: 1SDA068555R1 (XT4 L 250 Ekip LS/I In=250 3p F F)\nProspective SC current 65kA\n","ABB: 1SDA054069R1 (T4 L 250 PR221DS-LS/I In=100 3p F F)\n500V: Prospective SC current 65kA\n>500V Prospective SC current 35kA","ABB: 1SDA054070R1 (T4 L 250 PR221DS-LS/I In=160 3p F F)\n500V: Prospective SC current 65kA\n>500V Prospective SC current 35kA","ABB: 1SDA054071R1 (T4 L 250 PR221DS-LS/I In=250 3p F F)\n500V: Prospective SC current 65kA\n>500V Prospective SC current 35kA","ABB: 1SDA054141R1 (T4 L 320 PR221DS-LS/I In=320 3p F F)\nProspective SC current 65kA\n","ABB: 1SDA054365R1 (T5 L 400 PR221DS-LS/I In=400 3p F F)\nProspective SC current 65kA","ABB: 1SDA054420R1 (T5 L 630 PR221DS-LS/I In=630 3p F F)\nProspective SC current 65kA","ABB: 1SDA054412R1 (T5H 630 PR221DS-LS/I In=630 3p F F)","ABB: 1SDA069428R1 (T6V 800 PR221DS-LS/I In=800 3p F F)","ABB: 1SDA062770R1 (T7H 1000 PR231/P LS/I In=1000A 3p F F)","No Moulded case circuit breaker for this drive. Select miniature circuit breaker.","ABB: OT16F3_ (750V,16A)","ABB: OT25F3_ (750V,25A)","ABB: OT63F3_ (750V, 63A)","ABB: OT100F_ (750V, 100A)","ABB: OT160EV_ (1000V, 160A)","ABB: OT250E_ (1000V, 250A)","ABB: OT400E_ (1000V, 400A)","ABB: OT630E_ (1000V, 630A)","ABB: OT16F3_ (750V,16A)","ABB: OT25F3_ (750V,25A)","ABB: OT63F3_ (750V, 63A)","ABB: OT100F_ (750V, 100A)","ABB: OT200U_ (1000V, 200A)","ABB: OT250E_ (1000V, 250A)","ABB: OT400U_ (1000V, 400A)","ABB: OT600U_ (1000V, 600A)","ABB: AF09-30-22-13 (25A,1000V 100-250V/50-60Hz)","ABB: AF12-30-22-13 (28A,1000V 100-250V/50-60Hz)","ABB: AF16-30-22-13 (30A,1000V 100-250V/50-60Hz)","ABB: AF26-30-22-13 (45A,1000V 100-250V/50-60Hz)","ABB: AF30-30-22-13 (50A,1000V 100-250V/50-60Hz)","ABB: AF50-30-22-70 (100A,1000V 100-250V/50-60Hz)","ABB: AF63-30-22-70 (115A,1000V 100-250V/50-60Hz)","ABB: AF75-30-22-70 (125A,1000V 100-250V/50-60Hz)","ABB: AF95-30-22-70 (145A,1000V 100-250V/50-60Hz)","ABB: AF110-30-22-70 (160A,1000V 100-250V/50-60Hz)","ABB: AF145-30-22-70 (250A,1000V 100-250V/50-60Hz)","ABB: AF185-30-22-70 (275A,1000V 100-250V/50-60Hz)","ABB: AF210-30-22-70 (350A,1000V 100-250V/50-60Hz)","ABB: AF260-30-22-70 (400A,1000V 100-250V/50-60Hz)","ABB: AF300-30-22-70 (500A,1000V 100-250V/50-60Hz)","ABB: AF400-30-22-70 (600A,1000V 100-250V/50-60Hz)","ABB: AF460-30-22-70 (700A,1000V 100-250V/50-60Hz)","ABB: AF580-30-22-70 (800A,1000V 100-250V/50-60Hz)","ABB: AF750-30-22-70 (1050A,1000V 100-250V/50-60Hz)","ABB Drives: JBR-01","Danotherm: CBH 360 C T 406 210R","Danotherm: CBR-V 330 D T 406 78R UL","Danotherm: CBR-V 560 D HT 406 39R UL","Danotherm: CBT-H 560 D HT 406 19R","Danotherm: CBT-H 760 D HT 406 16R","BRK-D brake chopper with internal brake resistor","ABB Drives: SACE08RE44","ABB Drives: SACE15RE22","ABB Drives: SACE15RE13","ABB Drives: SAFUR90F575","ABB Drives: SAFUR90F575","ABB Drives: SAFUR80F500","ABB Drives: SAFUR125F500","ABB Drives: SAFUR125F500","ABB Drives: SAFUR200F500","ABB Drives: SAFUR210F575","ABB Drives: SAFUR125F500","ABB Drives: SAFUR200F500","ABB Drives: SAFUR210F575","ABB Drives: NOCH0016-60","ABB Drives: NOCH0030-60","ABB Drives: NOCH0070-60","ABB Drives: NOCH0120-60","ABB Drives: FOCH0260-70","ABB Drives: FOCH0320-50","ABB Drives: FOCH0610-70","ABB Drives: FOCH0875-70","ABB Drives: NOCH0016-62","ABB Drives: NOCH0030-62","ABB Drives: NOCH0070-62","ABB Drives: NOCH0120-62","ABB Drives: NOCH0016-65","ABB Drives: NOCH0030-65","ABB Drives: NOCH0070-65","ABB Drives: NOCH0120-65"]
[null,"Frame",null,null,null,"230/115","230/115","230/115","230/115","230/115","230/115","230/115","230/115","230/115","230/115","230/115","230/115","230/115","230/115","230/115","230/115","230/115","230/115","230/115","230/115","230/115","230/115","230/115","230/115","230/115","230/115","230/115","230/115","230/115","230/115","230/115","230/115","230/115","230/115","230/115","230/115","230/115","230/115","230/115","230/115","230/115","230/115","230/115","230/115","230/115","230/115","230/115","230/115","230/115","230/115","230/115","230/115","230/115","230/115","230/115","230/115","230/115","230/115","230/115","230/115","230/115","230/115","230/115","230/115","230/115","230/115","230/115","230/115","230/115","230/115","230/115","230/115","230/115","230/115","230/115","230/115","230/115","230/115","230/115","230/115","230/115","230/115","230/115","230/115","230/115","230/115","230/115","230/115","230/115","230/115","230/115","230/115","230/115","230/115","230/115","230/115","230/115","230/115","230/115","230/115","230/115","230/115","230/115","230/115","230/115","230/115","230/115","230/115","230/115","230/115","230/115","230/115","230/115","230/115","230/115","230/115","230/115","230/115","230/115","230/115","230/115","230/115","230/115","230/115","230/115","230/115","230/115","230/115","230/115","230/115","230/115","230/115","230/115","230/115","230/115","230/115",null,null,null,"230/115","230/115","230/115","230/115","230/115","230/115","230/115","230/115","230/115","230/115","230/115","230/115","230/115","230/115","230/115","230/115","230/115","230/115","230/115","230/115","230/115","230/115","230/115","230/115","230/115","230/115","230/115","230/115","230/115","230/115","230/115","230/115","230/115","230/115","230/115","230/115","230/115","230/115","230/115","230/115","230/115","230/115","230/115","230/115","230/115","230/115","230/115","230/115","230/115","230/115","230/115","230/115","230/115","230/115","230/115","230/115","230/115","230/115","230/115","230/115","230/115","230/115","230/115","230/116","230/115","230/115","230/115","230/115","230/115","230/115","230/115","230/115"]
[null,null,null,null,"Part number ->",null,null,null,null,null,null,null,null,null,null,null,null,null,null,null,null,null,null,null,null,null,null,null,null,null,null,null,null,null,null,null,null,null,null,"Select aR Fuses",null,null,null,null,null,null,null,null,null,null,null,null,null,null,null,null,null,null,null,null,null,null,null,null,null,null,null,null,null,null,null,null,null,"UN = 440....480 V","UN = 440....480 V","UN = 440....480 V","UN = 440....480 V","UN = 440....480 V","UN = 440....480 V","UN = 440....480 V","UN = 440....480 V","UN = 440....480 V","UN = 440....480 V","UN = 440....480 V","UN = 440....480 V","UN = 440....480 V","UN = 440....480 V","UN = 440....480 V","UN = 440....480 V","UN = 440....480 V","UN = 440....480 V","UN = 440....480 V","UN = 440....480 V","UN = 440....480 V","UN = 440....480 V","UN = 440....480 V","UN = 440....480 V","UN = 440....480 V","UN = 440....480 V","UN = 440....480 V","UN = 440....480 V",null,null,null,null,null,null,null,null,null,null,null,null,null,null,null,null,null,null,null,null,null,null,null,null,null,null,null,null,null,null,null,null,null,null,"*) Alternative option","*) Alternative option","*) Alternative option",null,null,null,null,null,null,null,null,null,null,null,null,null,null,null,null,null,null,null,null,null,null,null,"≤40 °C","≤40 °C","≤40 °C","≤40 °C","≤40 °C","≤40 °C","≤40 °C","≤40 °C","≤40 °C","≤40 °C","≤40 °C","≤40 °C","≤40 °C","≤40 °C","≤40 °C","≤40 °C","≤40 °C","≤40 °C","≤40 °C","Connected in series","No external brake chopper needed","No external brake chopper needed","No external brake chopper needed","No external brake chopper needed","No external brake chopper needed",null,null,null,null,null,"Connected in series","(with code +D150)","(with code +D150)","+ NBRA-658 brake chopper","+ NBRA-658 brake chopper","+ NBRA-658 brake chopper","+ NBRA-658 brake chopper","+ NBRA-659 brake chopper","+ NBRA-658 brake chopper"]
[]
["UN = 480 V (380, 400, 415, 440, 480 V) "]
["ACS580-01-02A6-4","R0",2.4,null,null,3,null,null,null,null,null,null,null,null,null,null,null,null,null,null,null,null,null,null,null,null,null,null,null,null,null,null,null,null,null,null,null,null,null,null,null,null,3,null,null,null,null,null,null,null,null,null,null,null,null,null,null,null,null,null,null,null,null,null,null,null,null,null,null,null,null,null,null,3,null,null,null,null,null,null,null,null,null,null,null,null,null,null,null,null,null,null,null,null,null,null,null,null,null,null,null,null,1,null,null,null,null,null,null,null,null,null,null,null,null,null,null,null,null,null,null,null,null,null,null,null,null,null,null,null,null,null,null,null,null,null,null,null,null,null,null,null,null,null,"x",1,null,null,null,null,null,null,null,1,null,null,null,null,null,null,null,1,null,null,null,null,null,null,null,null,null,null,null,null,null,null,null,null,null,null,null,1,null,null,null,null,null,null,null,null,null,null,null,null,null,null,null,null,null,null,1,null,null,null,null,null,null,null,1,null,null,null,1]
["ACS580-01-03A3-4","R0",3.3,null,null,null,3,null,null,null,null,null,null,null,null,null,null,null,null,null,null,null,null,null,null,null,null,null,null,null,null,null,null,null,null,null,null,null,null,null,null,null,3,null,null,null,null,null,null,null,null,null,null,null,null,null,null,null,null,null,null,null,null,null,null,null,null,null,null,null,null,null,null,null,3,null,null,null,null,null,null,null,null,null,null,null,null,null,null,null,null,null,null,null,null,null,null,null,null,null,null,null,1,null,null,null,null,null,null,null,null,null,null,null,null,null,null,null,null,null,null,null,null,null,null,null,null,null,null,null,null,null,null,null,null,null,null,null,null,null,null,null,null,null,"x",1,null,null,null,null,null,null,null,1,null,null,null,null,null,null,null,1,null,null,null,null,null,null,null,null,null,null,null,null,null,null,null,null,null,null,null,1,null,null,null,null,null,null,null,null,null,null,null,null,null,null,null,null,null,null,1,null,null,null,null,null,null,null,1,null,null,null,1]
["ACS580-01-04A0-4","R0",4,null,null,null,3,null,null,null,null,null,null,null,null,null,null,null,null,null,null,null,null,null,null,null,null,null,null,null,null,null,null,null,null,null,null,null,null,null,null,null,3,null,null,null,null,null,null,null,null,null,null,null,null,null,null,null,null,null,null,null,null,null,null,null,null,null,null,null,null,null,null,null,3,null,null,null,null,null,null,null,null,null,null,null,null,null,null,null,null,null,null,null,null,null,null,null,null,null,null,null,1,null,null,null,null,null,null,null,null,null,null,null,null,null,null,null,null,null,null,null,null,null,null,null,null,null,null,null,null,null,null,null,null,null,null,null,null,null,null,null,null,null,"x",1,null,null,null,null,null,null,null,1,null,null,null,null,null,null,null,1,null,null,null,null,null,null,null,null,null,null,null,null,null,null,null,null,null,null,null,1,null,null,null,null,null,null,null,null,null,null,null,null,null,null,null,null,null,null,1,null,null,null,null,null,null,null,1,null,null,null,1]
["ACS580-01-05A6-4","R0",5.6,null,null,null,null,3,null,null,null,null,null,null,null,null,null,null,null,null,null,null,null,null,null,null,null,null,null,null,null,null,null,null,null,null,null,null,null,null,null,null,3,null,null,null,null,null,null,null,null,null,null,null,null,null,null,null,null,null,null,null,null,null,null,null,null,null,null,null,null,null,null,null,null,3,null,null,null,null,null,null,null,null,null,null,null,null,null,null,null,null,null,null,null,null,null,null,null,null,null,null,1,null,null,null,null,null,null,null,null,null,null,null,null,null,null,null,null,null,null,null,null,null,null,null,null,null,null,null,null,null,null,null,null,null,null,null,null,null,null,null,null,null,"x",1,null,null,null,null,null,null,null,1,null,null,null,null,null,null,null,1,null,null,null,null,null,null,null,null,null,null,null,null,null,null,null,null,null,null,null,1,null,null,null,null,null,null,null,null,null,null,null,null,null,null,null,null,null,null,1,null,null,null,null,null,null,null,1,null,null,null,1]
["ACS580-01-07A2-4","R1",7.2,null,null,null,null,3,null,null,null,null,null,null,null,null,null,null,null,null,null,null,null,null,null,null,null,null,null,null,null,null,null,null,null,null,null,null,null,null,null,null,3,null,null,null,null,null,null,null,null,null,null,null,null,null,null,null,null,null,null,null,null,null,null,null,null,null,null,null,null,null,null,null,null,3,null,null,null,null,null,null,null,null,null,null,null,null,null,null,null,null,null,null,null,null,null,null,null,null,null,null,1,null,null,null,null,null,null,null,null,null,null,null,null,null,null,null,null,null,null,null,null,null,null,null,null,null,null,null,null,null,null,null,null,null,null,null,null,null,null,null,null,null,"x",1,null,null,null,null,null,null,null,1,null,null,null,null,null,null,null,1,null,null,null,null,null,null,null,null,null,null,null,null,null,null,null,null,null,null,null,null,1,null,null,null,null,null,null,null,null,null,null,null,null,null,null,null,null,null,1,null,null,null,null,null,null,null,1,null,null,null,1]
["ACS580-01-09A4-4","R1",9.4,null,null,null,null,null,3,null,null,null,null,null,null,null,null,null,null,null,null,null,null,null,null,null,null,null,null,null,null,null,null,null,null,null,null,null,null,null,null,null,3,null,null,null,null,null,null,null,null,null,null,null,null,null,null,null,null,null,null,null,null,null,null,null,null,null,null,null,null,null,null,null,null,null,3,null,null,null,null,null,null,null,null,null,null,null,null,null,null,null,null,null,null,null,null,null,null,null,null,null,1,null,null,null,null,null,null,null,null,null,null,null,null,null,null,null,null,null,null,null,null,null,null,null,null,null,null,null,null,null,null,null,null,null,null,null,null,null,null,null,null,null,"x",1,null,null,null,null,null,null,null,1,null,null,null,null,null,null,null,1,null,null,null,null,null,null,null,null,null,null,null,null,null,null,null,null,null,null,null,null,1,null,null,null,null,null,null,null,null,null,null,null,null,null,null,null,null,null,1,null,null,null,null,null,null,null,1,null,null,null,1]
["ACS580-01-12A6-4","R1",12.6,null,null,null,null,null,3,null,null,null,null,null,null,null,null,null,null,null,null,null,null,null,null,null,null,null,null,null,null,null,null,null,null,null,null,null,null,null,null,null,3,null,null,null,null,null,null,null,null,null,null,null,null,null,null,null,null,null,null,null,null,null,null,null,null,null,null,null,null,null,null,null,null,null,null,3,null,null,null,null,null,null,null,null,null,null,null,null,null,null,null,null,null,null,null,null,null,null,null,null,null,null,1,null,null,null,null,null,null,null,null,null,null,null,null,null,null,null,null,null,null,null,null,null,null,null,null,null,null,null,null,null,null,null,null,null,null,null,null,null,null,null,"x",1,null,null,null,null,null,null,null,1,null,null,null,null,null,null,null,1,null,null,null,null,null,null,null,null,null,null,null,null,null,null,null,null,null,null,null,null,1,null,null,null,null,null,null,null,null,null,null,null,null,null,null,null,null,null,1,null,null,null,null,null,null,null,1,null,null,null,1]
["ACS580-01-017A-4","R2",17,null,null,null,null,null,null,3,null,null,null,null,null,null,null,null,null,null,null,null,null,null,null,null,null,null,null,null,null,null,null,null,null,null,null,null,null,null,null,null,null,null,3,null,null,null,null,null,null,null,null,null,null,null,null,null,null,null,null,null,null,null,null,null,null,null,null,null,null,null,null,null,null,null,null,null,3,null,null,null,null,null,null,null,null,null,null,null,null,null,null,null,null,null,null,null,null,null,null,null,null,null,null,null,1,null,null,null,null,null,null,null,null,null,null,null,null,null,null,null,null,null,null,null,null,null,null,null,null,null,null,null,null,null,null,null,null,null,null,null,null,null,"x",null,1,null,null,null,null,null,null,null,1,null,null,null,null,null,null,1,null,null,null,null,null,null,null,null,null,null,null,null,null,null,null,null,null,null,null,null,null,1,null,null,null,null,null,null,null,null,null,null,null,null,null,null,null,null,null,1,null,null,null,null,null,null,null,1,null,null,null,1]
["ACS580-01-025A-4","R2",25,null,null,null,null,null,null,null,3,null,null,null,null,null,null,null,null,null,null,null,null,null,null,null,null,null,null,null,null,null,null,null,null,null,null,null,null,null,null,null,null,null,3,null,null,null,null,null,null,null,null,null,null,null,null,null,null,null,null,null,null,null,null,null,null,null,null,null,null,null,null,null,null,null,null,null,null,null,3,null,null,null,null,null,null,null,null,null,null,null,null,null,null,null,null,null,null,null,null,null,null,null,null,null,null,null,1,null,null,null,null,null,null,null,null,null,null,null,null,null,null,null,null,null,null,null,null,null,null,null,null,null,null,null,null,null,null,null,null,null,null,null,"x",null,1,null,null,null,null,null,null,null,1,null,null,null,null,null,null,null,1,null,null,null,null,null,null,null,null,null,null,null,null,null,null,null,null,null,null,null,null,1,null,null,null,null,null,null,null,null,null,null,null,null,null,null,null,null,null,1,null,null,null,null,null,null,null,1,null,null,null,1]
["ACS580-01-032A-4","R3",32,null,null,null,null,null,null,null,null,3,null,null,null,null,null,null,null,null,null,null,null,null,null,null,null,null,null,null,null,null,null,null,null,null,null,null,null,null,null,null,null,null,null,null,3,null,null,null,null,null,null,null,null,null,null,null,null,null,null,null,null,null,null,null,null,null,null,null,null,null,null,null,null,null,null,null,null,null,null,3,null,null,null,null,null,null,null,null,null,null,null,null,null,null,null,null,null,null,null,null,null,null,null,null,null,null,null,null,1,null,null,null,null,null,null,null,null,null,null,null,null,null,null,null,null,null,null,null,null,null,null,null,null,null,null,null,null,null,null,null,null,null,"x",null,null,1,null,null,null,null,null,null,null,1,null,null,null,null,null,null,null,null,1,null,null,null,null,null,null,null,null,null,null,null,null,null,null,null,null,null,null,null,1,null,null,null,null,null,null,null,null,null,null,null,null,null,null,null,null,null,1,null,null,null,null,null,null,null,1,null,null,null,1]
["ACS580-01-038A-4","R3",38,null,null,null,null,null,null,null,null,null,3,null,null,null,null,null,null,null,null,null,null,null,null,null,null,null,null,null,null,null,null,null,null,null,null,null,null,null,null,null,null,null,null,null,3,null,null,null,null,null,null,null,null,null,null,null,null,null,null,null,null,null,null,null,null,null,null,null,null,null,null,null,null,null,null,null,null,null,null,null,3,null,null,null,null,null,null,null,null,null,null,null,null,null,null,null,null,null,null,null,null,null,null,null,null,null,null,null,null,null,1,null,null,null,null,null,null,null,null,null,null,null,null,null,null,null,null,null,null,null,null,null,null,null,null,null,null,null,null,null,null,null,"x",null,null,1,null,null,null,null,null,null,null,1,null,null,null,null,null,null,null,null,null,null,1,null,null,null,null,null,null,null,null,null,null,null,null,null,null,null,null,null,null,1,null,null,null,null,null,null,null,null,null,null,null,null,null,null,null,null,1,null,null,null,null,null,null,null,1,null,null,null,1]
["ACS580-01-045A-4","R3",45,null,null,null,null,null,null,null,null,null,null,3,null,null,null,null,null,null,null,null,null,null,null,null,null,null,null,null,null,null,null,null,null,null,null,null,null,null,null,null,null,null,null,null,null,3,null,null,null,null,null,null,null,null,null,null,null,null,null,null,null,null,null,null,null,null,null,null,null,null,null,null,null,null,null,null,null,null,null,null,null,3,null,null,null,null,null,null,null,null,null,null,null,null,null,null,null,null,null,null,null,null,null,null,null,null,null,null,null,null,null,null,1,null,null,null,null,null,null,null,null,null,null,null,null,null,null,null,null,null,null,null,null,null,null,null,null,null,null,null,null,null,"x",null,null,1,null,null,null,null,null,null,null,1,null,null,null,null,null,null,null,null,null,null,1,null,null,null,null,null,null,null,null,null,null,null,null,null,null,null,null,null,null,1,null,null,null,null,null,null,null,null,null,null,null,null,null,null,null,null,1,null,null,null,null,null,null,null,1,null,null,null,1]
["ACS580-01-061A-4","R5",61,null,null,null,null,null,null,null,null,null,null,null,3,null,null,null,null,null,null,null,null,null,null,null,null,null,null,null,null,null,null,null,null,null,null,null,null,null,null,null,null,null,null,null,null,null,3,null,null,null,null,null,null,null,null,null,null,null,null,null,null,null,null,null,null,null,null,null,null,null,null,null,null,null,null,null,null,null,null,null,null,null,3,null,null,null,null,null,null,null,null,null,null,null,null,null,null,null,null,null,null,null,null,null,null,null,null,null,null,null,null,null,null,null,null,null,null,null,null,null,null,null,null,1,null,null,null,null,null,null,null,null,null,null,null,null,null,null,null,null,null,null,"x",null,null,null,1,null,null,null,null,null,null,null,1,null,null,null,null,null,null,null,null,null,1,null,null,null,null,null,null,null,null,null,null,null,null,null,null,null,null,null,null,null,1,null,null,null,null,null,null,null,null,null,null,null,null,null,null,null,1,null,null,null,null,null,null,null,1,null,null,null,1]
["ACS580-01-072A-4","R5",72,null,null,null,null,null,null,null,null,null,null,null,null,3,null,null,null,null,null,null,null,null,null,null,null,null,null,null,null,null,null,null,null,null,null,null,null,null,null,null,null,null,null,null,null,null,null,3,null,null,null,null,null,null,null,null,null,null,null,null,null,null,null,null,null,null,null,null,null,null,null,null,null,null,null,null,null,null,null,null,null,null,null,3,null,null,null,null,null,null,null,null,null,null,null,null,null,null,null,null,null,null,null,null,null,null,null,null,null,null,null,null,null,null,null,null,null,null,null,null,null,null,null,null,null,null,"x",null,null,null,null,1,null,null,null,null,null,null,null,null,null,null,null,null,null,null,1,null,null,null,null,null,null,null,1,null,null,null,null,null,null,null,null,null,1,null,null,null,null,null,null,null,null,null,null,null,null,null,null,null,null,null,null,null,1,null,null,null,null,null,null,null,null,null,null,null,null,null,null,null,null,1,null,null,null,null,null,null,null,1,null,null,null,1]
["ACS580-01-087A-4","R5",87,null,null,null,null,null,null,null,null,null,null,null,null,3,null,null,null,null,null,null,null,null,null,null,null,null,null,null,null,null,null,null,null,null,null,null,null,null,null,null,null,null,null,null,null,null,null,null,3,null,null,null,null,null,null,null,null,null,null,null,null,null,null,null,null,null,null,null,null,null,null,null,null,null,null,null,null,null,null,null,null,null,null,null,null,3,null,null,null,null,null,null,null,null,null,null,null,null,null,null,null,null,null,null,null,null,null,null,null,null,null,null,null,null,null,null,null,null,null,null,null,null,null,null,null,null,"x",null,null,null,null,1,null,null,null,null,null,null,null,null,null,null,null,null,null,null,null,1,null,null,null,null,null,null,null,1,null,null,null,null,null,null,null,null,null,1,null,null,null,null,null,null,null,null,null,null,null,null,null,null,null,null,null,null,1,null,null,null,null,null,null,null,null,null,null,null,null,null,null,null,null,1,null,null,null,null,null,null,null,1,null,null,null,1]
["ACS580-01-105A-4","R6",105,null,null,null,null,null,null,null,null,null,null,null,null,null,3,null,null,null,null,null,null,null,null,null,null,null,null,null,null,null,null,null,null,null,null,null,null,null,null,null,null,null,null,null,null,null,null,null,null,null,null,3,null,null,null,null,null,null,null,null,null,null,null,null,null,null,null,null,null,null,null,null,null,null,null,null,null,null,null,null,null,null,null,null,null,null,null,3,null,null,null,null,null,null,null,null,null,null,null,null,null,null,null,null,null,null,null,null,null,null,null,null,null,null,null,null,null,null,null,null,null,null,null,null,null,null,"x",null,null,null,null,null,1,null,null,null,null,null,null,null,null,null,null,null,null,null,null,1,null,null,null,null,null,null,null,1,null,null,null,null,null,null,null,null,null,null,null,null,null,1,null,null,null,null,null,null,null,null,null,null,null,null,null,null,null,null,null,null,null,null,null,null,1,null,null,null,null,null,null,null,null,1,null,null,null,null,null,null,null,1,null,null,null,1]
["ACS580-01-145A-4","R6",145,null,null,null,null,null,null,null,null,null,null,null,null,null,null,3,null,null,null,null,null,null,null,null,null,null,null,null,null,null,null,null,null,null,null,null,null,null,null,null,null,null,null,null,null,null,null,null,null,null,null,null,3,null,null,null,null,null,null,null,null,null,null,null,null,null,null,null,null,null,null,null,null,null,null,null,null,null,null,null,null,null,null,null,null,null,null,null,3,null,null,null,null,null,null,null,null,null,null,null,null,null,null,null,null,null,null,null,null,null,null,null,null,null,null,null,null,null,null,null,null,null,null,null,null,null,"x",null,null,null,null,null,1,null,null,null,null,null,null,null,null,null,null,null,null,null,null,1,null,null,null,null,null,null,null,1,null,null,null,null,null,null,null,null,null,null,null,null,null,1,null,null,null,null,null,null,null,null,null,null,null,null,null,null,null,null,null,null,null,null,null,null,1,null,null,null,null,null,null,null,null,null,1]
["ACS580-01-169A-4","R7",169,null,null,null,null,null,null,null,null,null,null,null,null,null,null,null,null,3,null,null,null,null,null,null,null,null,null,null,null,null,null,null,null,null,null,null,null,null,null,null,null,null,null,null,null,null,null,null,null,null,null,null,null,3,null,null,null,null,null,null,null,null,null,null,null,null,null,null,null,null,null,null,null,null,null,null,null,null,null,null,null,null,null,null,null,null,null,null,null,3,null,null,null,null,null,null,null,null,null,null,null,null,null,null,null,null,null,null,null,null,null,null,null,null,null,null,null,null,null,null,null,null,null,null,null,null,"x",null,null,null,null,null,1,null,null,null,null,null,null,null,null,null,null,null,null,null,null,null,1,null,null,null,null,null,null,null,null,1,null,null,null,null,null,null,null,null,null,null,null,1,null,null,null,null,null,null,null,null,null,null,null,null,null,null,null,null,null,null,null,null,null,null,null,1,null,null,null,null,null,null,null,null,1]
["ACS580-01-206A-4","R7",206,null,null,null,null,null,null,null,null,null,null,null,null,null,null,null,null,null,3,null,null,null,null,null,null,null,null,null,null,null,null,null,null,null,null,null,null,null,null,null,null,null,null,null,null,null,null,null,null,null,null,null,null,null,3,null,null,null,null,null,null,null,null,null,null,null,null,null,null,null,null,null,null,null,null,null,null,null,null,null,null,null,null,null,null,null,null,null,null,null,null,3,null,null,null,null,null,null,null,null,null,null,null,null,null,null,null,null,null,null,null,null,null,null,null,null,null,null,null,null,null,null,null,null,null,null,"x",null,null,null,null,null,null,null,null,null,1,null,null,null,null,null,null,null,null,null,null,null,1,null,null,null,null,null,null,null,null,1,null,null,null,null,null,null,null,null,null,null,null,1,null,null,null,null,null,null,null,null,null,null,null,null,null,null,null,null,null,null,null,null,null,null,null,1,null,null,null,null,null,null,null,null,1]
["ACS580-01-246A-4","R8",246,null,null,null,null,null,null,null,null,null,null,null,null,null,null,null,null,null,null,3,null,null,null,null,null,null,null,null,null,null,null,null,null,null,null,null,null,null,null,null,null,null,null,null,null,null,null,null,null,null,null,null,null,null,null,null,3,null,null,null,null,null,null,null,null,null,null,null,null,null,null,null,null,null,null,null,null,null,null,null,null,null,null,null,null,null,null,null,null,null,null,null,3,null,null,null,null,null,null,null,null,null,null,null,null,null,null,null,null,null,null,null,null,null,null,null,null,null,null,null,null,null,null,null,null,null,"x",null,null,null,null,null,null,null,null,null,null,1,null,null,null,null,null,null,null,null,null,null,null,1,null,null,null,null,null,null,null,1,null,null,null,null,null,null,null,null,null,null,null,null,null,null,1,null,null,null,null,null,null,null,null,null,null,null,null,null,null,null,null,null,null,null,2,null,null,null,null,null,null,null,null,null,1]
["ACS580-01-293A-4","R8",293,null,null,null,null,null,null,null,null,null,null,null,null,null,null,null,null,null,null,null,null,3,null,null,null,null,null,null,null,null,null,null,null,null,null,null,null,null,null,null,null,null,null,null,null,null,null,null,null,null,null,null,null,null,null,null,null,3,null,null,null,null,null,null,null,null,null,null,null,null,null,null,null,null,null,null,null,null,null,null,null,null,null,null,null,null,null,null,null,null,null,null,null,3,null,null,null,null,null,null,null,null,null,null,null,null,null,null,null,null,null,null,null,null,null,null,null,null,null,null,null,null,null,null,null,null,"x",null,null,null,null,null,null,null,null,null,null,null,1,null,null,null,null,null,null,null,null,null,null,1,null,null,null,null,null,null,null,1,null,null,null,null,null,null,null,null,null,null,null,null,null,null,1,null,null,null,null,null,null,null,null,null,null,null,null,null,null,null,null,null,null,null,null,null,2,null,null,null,null,null,null,null,1]
["ACS580-01-363A-4","R9",363,null,null,null,null,null,null,null,null,null,null,null,null,null,null,null,null,null,null,null,null,null,3,null,null,null,null,null,null,null,null,null,null,null,null,null,null,null,null,null,null,null,null,null,null,null,null,null,null,null,null,null,null,null,null,null,null,null,null,3,null,null,null,null,null,null,null,null,null,null,null,null,null,null,null,null,null,null,null,null,null,null,null,null,null,null,null,null,null,null,null,null,null,null,3,null,null,null,null,null,null,null,null,null,null,null,null,null,null,null,null,null,null,null,null,null,null,null,null,null,null,null,null,null,null,null,"x",null,null,null,null,null,null,null,null,null,null,null,1,null,null,null,null,null,null,null,null,null,null,null,1,null,null,null,null,null,null,null,1,null,null,null,null,null,null,null,null,null,null,null,null,null,null,null,1,null,null,null,null,null,null,null,null,null,null,null,null,null,null,null,null,null,null,null,null,null,2,null,null,null,null,null,null,1]
["ACS580-01-430A-4","R9",430,null,null,null,null,null,null,null,null,null,null,null,null,null,null,null,null,null,null,null,null,null,null,"3",null,null,null,null,null,null,null,null,null,null,null,null,null,null,null,null,null,null,null,null,null,null,null,null,null,null,null,null,null,null,null,null,null,null,null,null,null,3,null,null,null,null,null,null,null,null,null,null,null,null,null,null,null,null,null,null,null,null,null,null,null,null,null,null,null,null,null,null,null,null,null,3,null,null,null,null,null,null,null,null,null,null,null,null,null,null,null,null,null,null,null,null,null,null,null,null,null,null,null,null,null,null,"x",null,null,null,null,null,null,null,null,null,null,null,1,null,null,null,null,null,null,null,null,null,null,null,1,null,null,null,null,null,null,null,1,null,null,null,null,null,null,null,null,null,null,null,null,null,null,null,1,null,null,null,null,null,null,null,null,null,null,null,null,null,null,null,null,null,null,null,null,null,2,null,null,null,null,null,null,1]
["ACS580-04-505A-4","R10",505,null,null,null,null,null,null,null,null,null,null,null,null,null,null,null,null,null,null,null,null,null,null,null,null,null,null,null,null,null,null,null,null,null,null,null,null,"x",null,null,null,null,null,null,null,null,null,null,null,null,null,null,null,null,null,null,null,null,null,null,null,null,null,3,null,null,null,null,null,null,null,null,null,null,null,null,null,null,null,null,null,null,null,null,null,null,null,null,null,null,null,null,null,null,null,3,null,null,null,null,null,null,null,null,null,null,null,null,null,null,null,null,null,null,null,null,null,null,null,null,null,null,null,null,null,null,"x",null,null,null,null,null,null,null,null,null,null,null,null,null,null,null,null,null,null,null,null,null,null,null,null,null,null,null,null,null,null,null,null,null,null,null,null,null,null,null,null,null,null,null,null,null,null,null,null,null,null,null,null,null,null,null,null,null,null,null,null,null,null,null,null,null,null,null,null,null,null,null,null,null,null,null,null,null,1]
["ACS580-04-585A-4","R10",585,null,null,null,null,null,null,null,null,null,null,null,null,null,null,null,null,null,null,null,null,null,null,null,null,null,null,null,null,null,null,null,null,null,null,null,null,"x",null,null,null,null,null,null,null,null,null,null,null,null,null,null,null,null,null,null,null,null,null,null,null,null,null,null,null,3,null,null,null,null,null,null,null,null,null,null,null,null,null,null,null,null,null,null,null,null,null,null,null,null,null,null,null,null,null,null,3,null,null,null,null,null,null,null,null,null,null,null,null,null,null,null,null,null,null,null,null,null,null,null,null,null,null,null,null,null,"x",null,null,null,null,null,null,null,null,null,null,null,null,null,null,null,null,null,null,null,null,null,null,null,null,null,null,null,null,null,null,null,null,null,null,null,null,null,null,null,null,null,null,null,null,null,null,null,null,null,null,null,null,null,null,null,null,null,null,null,null,null,null,null,null,null,null,null,null,null,null,null,null,null,null,null,null,null,1]
["ACS580-04-650A-4","R10",650,null,null,null,null,null,null,null,null,null,null,null,null,null,null,null,null,null,null,null,null,null,null,null,null,null,null,null,null,null,null,null,null,null,null,null,null,"x",null,null,null,null,null,null,null,null,null,null,null,null,null,null,null,null,null,null,null,null,null,null,null,null,null,null,null,3,null,null,null,null,null,null,null,null,null,null,null,null,null,null,null,null,null,null,null,null,null,null,null,null,null,null,null,null,null,null,3,null,null,null,null,null,null,null,null,null,null,null,null,null,null,null,null,null,null,null,null,null,null,null,null,null,null,null,null,null,"x",null,null,null,null,null,null,null,null,null,null,null,null,null,null,null,null,null,null,null,null,null,null,null,null,null,null,null,null,null,null,null,null,null,null,null,null,null,null,null,null,null,null,null,null,null,null,null,null,null,null,null,null,null,null,null,null,null,null,null,null,null,null,null,null,null,null,null,null,null,null,null,null,null,null,null,null,null,1]
["ACS580-04-725A-4","R11",725,null,null,null,null,null,null,null,null,null,null,null,null,null,null,null,null,null,null,null,null,null,null,null,null,null,null,null,null,null,null,null,null,null,null,null,null,"x",null,null,null,null,null,null,null,null,null,null,null,null,null,null,null,null,null,null,null,null,null,null,null,null,null,null,null,null,null,3,null,null,null,null,null,null,null,null,null,null,null,null,null,null,null,null,null,null,null,null,null,null,null,null,null,null,null,null,3,null,null,null,null,null,null,null,null,null,null,null,null,null,null,null,null,null,null,null,null,null,null,null,null,null,null,null,null,null,"x",null,null,null,null,null,null,null,null,null,null,null,null,null,null,null,null,null,null,null,null,null,null,null,null,null,null,null,null,null,null,null,null,null,null,null,null,null,null,null,null,null,null,null,null,null,null,null,null,null,null,null,null,null,null,null,null,null,null,null,null,null,null,null,null,null,null,null,null,null,null,null,null,null,null,null,null,null,null,1]
["ACS580-04-820A-4","R11",820,null,null,null,null,null,null,null,null,null,null,null,null,null,null,null,null,null,null,null,null,null,null,null,null,null,null,null,null,null,null,null,null,null,null,null,null,"x",null,null,null,null,null,null,null,null,null,null,null,null,null,null,null,null,null,null,null,null,null,null,null,null,null,null,null,null,null,null,null,null,3,null,null,null,null,null,null,null,null,null,null,null,null,null,null,null,null,null,null,null,null,null,null,null,null,null,null,3,null,null,null,null,null,null,null,null,null,null,null,null,null,null,null,null,null,null,null,null,null,null,null,null,null,null,null,null,"x",null,null,null,null,null,null,null,null,null,null,null,null,null,null,null,null,null,null,null,null,null,null,null,null,null,null,null,null,null,null,null,null,null,null,null,null,null,null,null,null,null,null,null,null,null,null,null,null,null,null,null,null,null,null,null,null,null,null,null,null,null,null,null,null,null,null,null,null,null,null,null,null,null,null,null,null,null,null,1]
["ACS580-04-880A-4","R11",880,null,null,null,null,null,null,null,null,null,null,null,null,null,null,null,null,null,null,null,null,null,null,null,null,null,null,null,null,null,null,null,null,null,null,null,null,"x",null,null,null,null,null,null,null,null,null,null,null,null,null,null,null,null,null,null,null,null,null,null,null,null,null,null,null,null,null,null,null,null,3,null,null,null,null,null,null,null,null,null,null,null,null,null,null,null,null,null,null,null,null,null,null,null,null,null,null,null,3,null,null,null,null,null,null,null,null,null,null,null,null,null,null,null,null,null,null,null,null,null,null,null,null,null,null,null,"x",null,null,null,null,null,null,null,null,null,null,null,null,null,null,null,null,null,null,null,null,null,null,null,null,null,null,null,null,null,null,null,null,null,null,null,null,null,null,null,null,null,null,null,null,null,null,null,null,null,null,null,null,null,null,null,null,null,null,null,null,null,null,null,null,null,null,null,null,null,null,null,null,null,null,null,null,null,null,1]

{"sheet":"ACH580-01_04_400V","index":6,"n_rows":32,"n_cols":216,"rows_kept":32,"cut":false,"hidden":false,"merged":[[2,153,2,160],[2,161,2,179],[2,180,2,199],[2,200,2,215],[2,5,2,39],[2,40,2,72],[2,73,2,100],[2,101,2,128],[2,129,2,144],[2,145,2,152]]}
[null,null,null,"Main Cable",null,"Main Fuses (gG)",null,null,null,null,null,null,null,null,null,null,null,null,null,null,null,null,null,null,null,null,null,null,null,null,null,null,null,null,null,null,null,null,null,null,"Main Fuses (aR)",null,null,null,null,null,null,null,null,null,null,null,null,null,null,null,null,null,null,null,null,null,null,null,null,null,null,null,null,null,null,null,null,"Main Fuses (UL)",null,null,null,null,null,null,null,null,null,null,null,null,null,null,null,null,null,null,null,null,null,null,null,null,null,null,null,"Miniature circuit breaker",null,null,null,null,null,null,null,null,null,null,null,null,null,null,null,null,null,null,null,null,null,null,null,null,null,null,null,"Moulded Case Circuit Breaker",null,null,null,null,null,null,null,null,null,null,null,null,null,null,null,"Main Switch",null,null,null,null,null,null,null,"Main Switch UL",null,null,null,null,null,null,null,"Main Contactor",null,null,null,null,null,null,null,null,null,null,null,null,null,null,null,null,null,null,"Braking Resistor",null,null,null,null,null,null,null,null,null,null,null,null,null,null,null,null,null,null,null,"Output Chokes (du/dt filters)"]
[null,null,null,null,null,null,null,null,null,null,null,null,null,null,null,null,null,null,null,null,null,null,null,null,null,null,null,null,null,null,null,null,null,null,null,null,null,null,null,null,null,null,null,null,null,null,null,null,null,null,null,null,null,null,null,null,null,null,null,null,null,null,null,null,null,null,null,null,null,null,null,null,null,null,null,null,null,null,null,null,null,null,null,null,null,null,null,null,null,null,null,null,null,null,null,null,null,null,null,null,null,null,null,null,null,null,null,null,null,null,null,null,null,null,null,null,null,null,null,null,null,null,null,null,null,null,null,null,null,null,null,null,null,null,null,null,null,null,null,null,null,null,null,null,null,"Circuit Diagram ref. nbr. 00362465",null,null,null,null,null,null,null,"Circuit Diagram ref. nbr. 00362465",null,null,null,null,null,null,null,"Circuit Diagram ref. nbr. 00362465",null,null,null,null,null,null,null,null,null,null,null,null,null,null,null,null,null,null,"Circuit Diagram ref. nbr. 00362933, 00362933",null,null,null,null,null,null,null,null,null,null,null,null,null,null,null,null,null,null,null,"Circuit Diagram ref. nbr. 00362465"]
["Type",null,"Current ratings","Mains cable *",null,"gG Fuses (see footnotes)",null,null,null,null,null,null,null,null,null,null,null,null,null,null,null,null,null,null,null,null,null,null,null,null,null,null,null,null,null,null,null,null,null,null,"aR Fuses(see footnotes)",null,null,null,null,null,null,null,null,null,null,null,null,null,null,null,null,null,null,null,null,null,null,null,null,null,null,null,null,null,null,null,null,"UL-class Fuses",null,null,null,null,null,null,null,null,null,null,null,null,null,null,null,null,null,null,null,null,null,null,null,null,null,null,null,"Miniature circuit breaker",null,null,null,null,null,null,null,null,null,null,null,null,null,null,null,null,null,null,null,null,null,null,null,null,null,null,null,"Tmax Moulded Case Circuit Breaker",null,null,null,null,null,null,null,null,null,null,null,null,null,null,null,"Switch Fuse",null,null,null,null,null,null,null,"Switch Fuse UL",null,null,null,null,null,null,null,"Contactor",null,null,null,null,null,null,null,null,null,null,null,null,null,null,null,null,null,null,"Braking Resistor",null,null,null,null,null,null,null,null,null,null,null,null,null,null,null,null,null,null,null,"du/dt filters"]
[null,null,null,null,null,"gG Fuses","gG Fuses","gG Fuses","gG Fuses","gG Fuses","gG Fuses","gG Fuses","gG Fuses","gG Fuses","gG Fuses","gG Fuses","gG Fuses","gG Fuses","gG Fuses","gG Fuses","gG Fuses","gG Fuses","gG Fuses","gG Fuses","gG Fuses","gG Fuses","gG Fuses","gG Fuses","gG Fuses","gG Fuses","gG Fuses","gG Fuses","gG Fuses","gG Fuses","gG Fuses","gG Fuses","gG Fuses","gG Fuses","gG Fuses","gG Fuses","aR Fuses","aR Fuses","aR Fuses","aR Fuses","aR Fuses","aR Fuses","aR Fuses","aR Fuses","aR Fuses","aR Fuses","aR Fuses","aR Fuses","aR Fuses","aR Fuses","aR Fuses","aR Fuses","aR Fuses","aR Fuses","aR Fuses","aR Fuses","aR Fuses","aR Fuses","aR Fuses","aR Fuses","aR Fuses","aR Fuses","aR Fuses","aR Fuses","aR Fuses","aR Fuses","aR Fuses","aR Fuses","aR Fuses","T-class","T-class","T-class","T-class","T-class","T-class","T-class","T-class","T-class","T-class","T-class","T-class","T-class","T-class","T-class","T-class","T-class","T-class","T-class","T-class","T-class","T-class","T-class","T-class","T-class","L-class","L-class","L-class","Miniature circuit breaker","Miniature circuit breaker","Miniature circuit breaker","Miniature circuit breaker","Miniature circuit breaker","Miniature circuit breaker","Miniature circuit breaker","Miniature circuit breaker","Miniature circuit breaker","Miniature circuit breaker","Miniature circuit breaker","Miniature circuit breaker","Miniature circuit breaker","Miniature circuit breaker","Miniature circuit breaker","Miniature circuit breaker","Miniature circuit breaker","Miniature circuit breaker","Miniature circuit breaker","Miniature circuit breaker","Miniature circuit breaker","Miniature circuit breaker","Miniature circuit breaker","Miniature circuit breaker","Miniature circuit breaker","Miniature circuit breaker","Miniature circuit breaker",null,"Tmax Moulded Case Circuit Breaker","Tmax Moulded Case Circuit Breaker","Tmax Moulded Case Circuit Breaker","Tmax Moulded Case Circuit Breaker","Tmax Moulded Case Circuit Breaker","Tmax Moulded Case Circuit Breaker","Tmax Moulded Case Circuit Breaker","Tmax Moulded Case Circuit Breaker","Tmax Moulded Case Circuit Breaker","Tmax Moulded Case Circuit Breaker","Tmax Moulded Case Circuit Breaker","Tmax Moulded Case Circuit Breaker","Tmax Moulded Case Circuit Breaker","Tmax Moulded Case Circuit Breaker","Tmax Moulded Case Circuit Breaker",null,"Switch-disconnector","Switch-disconnector","Switch-disconnector","Switch-disconnector","Switch-disconnector","Switch-disconnector","Switch-disconnector","Switch-disconnector","Switch-disconnector","Switch-disconnector","Switch-disconnector","Switch-disconnector","Switch-disconnector","Switch-disconnector","Switch-disconnector","Switch-disconnector","Contactor","Contactor","Contactor","Contactor","Contactor","Contactor","Contactor","Contactor","Contactor","Contactor","Contactor","Contactor","Contactor","Contactor","Contactor","Contactor","Contactor","Contactor","Contactor","Braking Resistor","Braking Resistor","Braking Resistor","Braking Resistor","Braking Resistor","Braking Resistor","Braking Resistor","Braking Resistor","Braking Resistor","Braking Resistor","Braking Resistor","Braking Resistor","Braking Resistor","Braking Resistor","Braking Resistor","Braking Resistor","Braking Resistor","Braking Resistor","Braking Resistor","Braking Resistor","du/dt filters unprotected (IP00)","du/dt filters unprotected (IP00)","du/dt filters unprotected (IP00)","du/dt filters unprotected (IP00)","du/dt filters unprotected (IP00)","du/dt filters unprotected (IP00)","du/dt filters unprotected (IP00)","du/dt filters unprotected (IP00)","du/dt filters protected (IP22)","du/dt filters protected (IP22)","du/dt filters protected (IP22)","du/dt filters protected (IP22)","du/dt filters protected (IP54)","du/dt filters protected (IP54)","du/dt filters protected (IP54)","du/dt filters protected (IP54)"]
[null,null,"I2cont.max",null,null,"ABB: OFAF000H4 4A, 500V, 55A2s","ABB: OFAF000H6 6A, 500V, 110A2s","ABB: OFAF000H10 10A, 500V, 360A2s","ABB: OFAF000H16 16A, 500V, 740A2s","ABB: OFAF000H25 25A, 500V, 2,5kA2s","ABB: OFAF000H32 32A, 500V, 4kA2s","ABB: OFAF000H40 40A, 500V, 7,7A2s","ABB: OFAF000H50 50A, 500V, 16kA2s","ABB: OFAF000H63 63A, 500V, 20,1kA2s","ABB: OFAF000H80 80A, 500V, 37,5kA2s","ABB: OFAF000H100 100A, 500V, 65kASs","ABB: OFAF00H125 125A, 500V, 103kA2s","ABB: OFAF00H160 160A, 500V, 185kA2s","ABB: OFAF0H200 200A, 500V, 300kA2s","ABB: OFAF0H250 250A, 500V, 600kA2s","ABB: OFAF1H315 315A, 500V, 710kA2s","ABB: OFAF1H355 355A, 500V, 920kA2s","ABB: OFAF2H400 400A, 500V, 1000kA2s","ABB: OFAF2H425 425A, 500V, 1300kA2s","ABB: OFAF2H500 500A, 500V, 2000kA2s","ABB: OFAF3H630 630A, 500V, 2800kA2s","ABB: OFAA000GG16 16A, 690V, 1,2kA2s","ABB: OFAA000GG20 20A, 690V, 2,4kA2s","ABB: OFAA000GG25 25A, 690V, 4kA2s","ABB: OFAA000GG35 35A, 690V, 12kA2s","ABB: OFAA000GG50 50A, 690V, 24kA2s","ABB: OFAA000GG63 63A, 690V, 30kA2s","ABB: OFAA0GG80 16A, 690V, 51kA2s","ABB: OFAA0GG100 100A, 690V, 95kA2s","ABB: OFAA1GG160 160A, 690V, 240kA2s","ABB: OFAA1GG200 200A, 690V, 350kA2s","ABB: OFAA1GG250 250A, 690V, 700kA2s","ABB: OFAA2GG315 315A, 690V, 850kA2s","ABB: OFAA3GG400 400A, 690V, 1300kA2s","gG fuse is too slow for this drive","Bussmann: 170M1559 16A, 690V, 48A2s","Bussmann: 170M1560 20A, 690V, 78A2s","Bussmann: 170M1561 25A, 690V, 130A2s","Bussmann: 170M1562 32A, 690V, 270A2s","Bussmann: 170M1563 40A, 690V, 460A2s","Bussmann: 170M1564 50A, 690V, 770A2s","Bussmann: 170M1565 63A, 690V, 1450A2s","Bussmann: 170M1566 80A, 690V, 2550A2s","Bussmann: 170M1567 100A, 690V, 4650A2s","Bussmann: 170M1568 125A, 690V, 8500A2s","Bussmann: 170M1569 160A, 690V, 16kA2s","Bussmann: 170M3813 125A, 690V, 3700A2s","Bussmann: 170M3814 160A, 690V, 7500A2s","Bussmann: 170M3815 200A, 690V, 15kA2s","Bussmann: 170M3816 250A, 690V, 28500A2s","Bussmann: 170M3817 315A, 690V, 46500A2s","Bussmann: 170M3818 350A, 690V, 68500A2s","Bussmann: 170M5808 400A, 690V, 74kA2s","Bussmann: 170M5809 450A, 690V, 105kA2s","Bussmann: 170M5810 500A, 690V, 145kA2s","Bussmann: 170M5811 550A, 690V, 190kA2s","Bussmann: 170M5812 630A, 690V, 275kA2s","Bussmann: 170M6810D 630A, 690V, 490 kA2s","Bussmann: 170M5813 700A, 690V, 405kA2s","Bussmann: 170M6811D 700A, 690V, 320 kA2s","Bussmann: 170M6812D 800A, 690V, 490 kA2s","Bussmann: 170M6813D 900A, 690V, 720 kA2s","Bussmann: 170M6814D 1000A, 690V, 985 kA2s","Bussmann: 170M6892D 1100A, 690V, 1400 kA2s","Bussmann: 170M8554D 1250A, 690V, 2150 kA2s","Bussmann: 170M8555D 1400A, 690V,2700 kA2s","Bussmann: 170M8556D 1500A, 690V,3350 kA2s","Bussmann: 170M8557D 1600A, 690V,4150 kA2s","Bussmann: JJS-3 3A, 600V","Bussmann: JJS-6 6A, 600V","Bussmann: JJS-10 10A, 600V","Bussmann: JJS-15 15A, 600V","Bussmann: JJS-20 20A, 600V","Bussmann: JJS-25 25A, 600V","Bussmann: JJS-30 30A, 600V","Bussmann: JJS-35 35A, 600V","Bussmann: JJS-40 40A, 600V","Bussmann: JJS-50 50A, 600V","Bussmann: JJS-60 60A, 600V","Bussmann: JJS-80 80A, 600V","Bussmann: JJS-90 90A, 600V","Bussmann: JJS-100 100A, 600V","Bussmann: JJS-110 110A, 600V","Bussmann: JJS-125 125A, 600V","Bussmann: JJS-150 150A, 600V","Bussmann:  JJS-200 200A, 600V","Bussmann: JJS-225 225A, 600V","Bussmann: JJS-250 250A, 600V","Bussmann: JJS-300 300A, 600V","Bussmann: JJS-350 350A, 600V","Bussmann: JJS-400 400A, 600V","Bussmann: JJS-500 500A, 600V","Bussmann: JJS-600 600A, 600V","Ferraz: A4BY800    800A, 600V ","Ferraz: A4BY900    900A, 600V ","Ferraz: A4BY1000    1000A, 600V ","ABB: S 203P-Z 10 (prospective SC current 25kA)","ABB: S 203P-B/C/Z 10 (prospective SC current 20kA)","ABB: S 203P-Z 16 (prospective SC current 25kA)","ABB: S 203P-B/C/Z 16 (prospective SC current 20kA)","ABB: S 203P-Z 20 (prospective SC current 25kA)","ABB: S 203P-B/C/Z 20 (prospective SC current 20kA)","ABB: S 203P-Z 25 (prospective SC current 25kA)","ABB: S 203P-B/C/Z 25 (prospective SC current 20kA)","ABB: S 203P-Z 32 (prospective SC current 15kA)","ABB: S 203P-B/C/Z 32 (prospective SC current 12kA)","ABB: S 203P-Z 40 (prospective SC current 15kA)","ABB: S 203P-B/C/Z 40 (prospective SC current 12kA)","ABB: S 203P-Z 50 (prospective SC current 15kA)","ABB: S 203P-B/C/Z 50 (prospective SC current 12kA)","ABB: S 203 M/P-B/C 50 (prospective SC current 5kA)","ABB: S 203 M/P-B/C 63 (prospective SC current 5kA)","ABB: S 803 S-B/C 6 (prospective SC current 10kA)","ABB: S 803 S-B/C 10 (prospective SC current 10kA)","ABB: S 803 S-B/C 13 (prospective SC current 10kA)","ABB: S 803 S-B/C 20 (prospective SC current 10kA, >500V 4kA)","ABB: S 803 S-B/C 25 (prospective SC current 10kA, >500V 4kA)","ABB: S 803 S-B/C 32 (prospective SC current 10kA, >500V 4kA)","ABB: S 803 S-B/C 50 (prospective SC current 10kA, >500V 4kA)","ABB: S 803 S-B/C 63 (prospective SC current 10kA, >500V 4kA)","ABB: S 803 S-B/C 75 (prospective SC current 10kA)","ABB: S 803 S-B/C 80 (prospective SC current 10kA, >500V 4kA)","ABB: S 803 S-B/C 125 (prospective SC current 10kA, >500V 3kA)","No miniature breaker for this drive. Select molded case breaker.","ABB: 1SDA067914R1 (XT2 L 160 Ekip LS/I In=10 3p F F) \n500V: Prospective SC current 65kA\n>500V Prospective SC current 18kA","ABB: 1SDA067915R1 (XT2 L 160 Ekip LS/I In=25 3p F F)\n500V: Prospective SC current 65kA\n>500V Prospective SC current 18kA","ABB: 1SDA067916R1 (XT2 L 160 Ekip LS/I In=63 3p F F)\n500V: Prospective SC current 65kA\n>500V Prospective SC current 18kA","ABB: 1SDA067917R1 (XT2 L 160 Ekip LS/I In=100 3p F F)\n500V: Prospective SC current 65kA\n>500V Prospective SC current 18kA","ABB: 1SDA067918R1 (XT2 L 160 Ekip LS/I In=160 3p F F)\nProspective SC current 65kA\n\n","ABB: 1SDA068555R1 (XT4 L 250 Ekip LS/I In=250 3p F F)\nProspective SC current 65kA\n","ABB: 1SDA054069R1 (T4 L 250 PR221DS-LS/I In=100 3p F F)\n500V: Prospective SC current 65kA\n>500V Prospective SC current 35kA","ABB: 1SDA054070R1 (T4 L 250 PR221DS-LS/I In=160 3p F F)\n500V: Prospective SC current 65kA\n>500V Prospective SC current 35kA","ABB: 1SDA054071R1 (T4 L 250 PR221DS-LS/I In=250 3p F F)\n500V: Prospective SC current 65kA\n>500V Prospective SC current 35kA","ABB: 1SDA054141R1 (T4 L 320 PR221DS-LS/I In=320 3p F F)\nProspective SC current 65kA\n","ABB: 1SDA054365R1 (T5 L 400 PR221DS-LS/I In=400 3p F F)\nProspective SC current 65kA","ABB: 1SDA054420R1 (T5 L 630 PR221DS-LS/I In=630 3p F F)\nProspective SC current 65kA","ABB: 1SDA054412R1 (T5H 630 PR221DS-LS/I In=630 3p F F)","ABB: 1SDA069428R1 (T6V 800 PR221DS-LS/I In=800 3p F F)","ABB: 1SDA062770R1 (T7H 1000 PR231/P LS/I In=1000A 3p F F)","No Moulded case circuit breaker for this drive. Select miniature circuit breaker.","ABB: OT16F3_ (750V,16A)","ABB: OT25F3_ (750V,25A)","ABB: OT63F3_ (750V, 63A)","ABB: OT100F_ (750V, 100A)","ABB: OT160EV_ (1000V, 160A)","ABB: OT250E_ (1000V, 250A)","ABB: OT400E_ (1000V, 400A)","ABB: OT630E_ (1000V, 630A)","ABB: OT16F3_ (750V,16A)","ABB: OT25F3_ (750V,25A)","ABB: OT63F3_ (750V, 63A)","ABB: OT100F_ (750V, 100A)","ABB: OT200U_ (1000V, 200A)","ABB: OT250E_ (1000V, 250A)","ABB: OT400U_ (1000V, 400A)","ABB: OT600U_ (1000V, 600A)","ABB: AF09-30-22-13 (25A,1000V 100-250V/50-60Hz)","ABB: AF12-30-22-13 (28A,1000V 100-250V/50-60Hz)","ABB: AF16-30-22-13 (30A,1000V 100-250V/50-60Hz)","ABB: AF26-30-22-13 (45A,1000V 100-250V/50-60Hz)","ABB: AF30-30-22-13 (50A,1000V 100-250V/50-60Hz)","ABB: AF50-30-22-70 (100A,1000V 100-250V/50-60Hz)","ABB: AF63-30-22-70 (115A,1000V 100-250V/50-60Hz)","ABB: AF75-30-22-70 (125A,1000V 100-250V/50-60Hz)","ABB: AF95-30-22-70 (145A,1000V 100-250V/50-60Hz)","ABB: AF110-30-22-70 (160A,1000V 100-250V/50-60Hz)","ABB: AF145-30-22-70 (250A,1000V 100-250V/50-60Hz)","ABB: AF185-30-22-70 (275A,1000V 100-250V/50-60Hz)","ABB: AF210-30-22-70 (350A,1000V 100-250V/50-60Hz)","ABB: AF260-30-22-70 (400A,1000V 100-250V/50-60Hz)","ABB: AF300-30-22-70 (500A,1000V 100-250V/50-60Hz)","ABB: AF400-30-22-70 (600A,1000V 100-250V/50-60Hz)","ABB: AF460-30-22-70 (700A,1000V 100-250V/50-60Hz)","ABB: AF580-30-22-70 (800A,1000V 100-250V/50-60Hz)","ABB: AF750-30-22-70 (1050A,1000V 100-250V/50-60Hz)","ABB Drives: JBR-01","Danotherm: CBH 360 C T 406 210R","Danotherm: CBR-V 330 D T 406 78R UL","Danotherm: CBR-V 560 D HT 406 39R UL","Danotherm: CBT-H 560 D HT 406 19R","Danotherm: CBT-H 760 D HT 406 16R","BRK-D brake chopper with internal brake resistor","ABB Drives: SACE08RE44","ABB Drives: SACE15RE22","ABB Drives: SACE15RE13","ABB Drives: SAFUR90F575","ABB Drives: SAFUR90F575","ABB Drives: SAFUR80F500","ABB Drives: SAFUR125F500","ABB Drives: SAFUR125F500","ABB Drives: SAFUR200F500","ABB Drives: SAFUR210F575","ABB Drives: SAFUR125F500","ABB Drives: SAFUR200F500","ABB Drives: SAFUR210F575","ABB Drives: NOCH0016-60","ABB Drives: NOCH0030-60","ABB Drives: NOCH0070-60","ABB Drives: NOCH0120-60","ABB Drives: FOCH0260-70","ABB Drives: FOCH0320-50","ABB Drives: FOCH0610-70","ABB Drives: FOCH0875-70","ABB Drives: NOCH0016-62","ABB Drives: NOCH0030-62","ABB Drives: NOCH0070-62","ABB Drives: NOCH0120-62","ABB Drives: NOCH0016-65","ABB Drives: NOCH0030-65","ABB Drives: NOCH0070-65","ABB Drives: NOCH0120-65"]
[null,"Frame",null,null,null,"230/115","230/115","230/115","230/115","230/115","230/115","230/115","230/115","230/115","230/115","230/115","230/115","230/115","230/115","230/115","230/115","230/115","230/115","230/115","230/115","230/115","230/115","230/115","230/115","230/115","230/115","230/115","230/115","230/115","230/115","230/115","230/115","230/115","230/115","230/115","230/115","230/115","230/115","230/115","230/115","230/115","230/115","230/115","230/115","230/115","230/115","230/115","230/115","230/115","230/115","230/115","230/115","230/115","230/115","230/115","230/115","230/115","230/115","230/115","230/115","230/115","230/115","230/115","230/115","230/115","230/115","230/115","230/115","230/115","230/115","230/115","230/115","230/115","230/115","230/115","230/115","230/115","230/115","230/115","230/115","230/115","230/115","230/115","230/115","230/115","230/115","230/115","230/115","230/115","230/115","230/115","230/115","230/115","230/115","230/115","230/115","230/115","230/115","230/115","230/115","230/115","230/115","230/115","230/115","230/115","230/115","230/115","230/115","230/115","230/115","230/115","230/115","230/115","230/115","230/115","230/115","230/115","230/115","230/115","230/115","230/115","230/115","230/115","230/115","230/115","230/115","230/115","230/115","230/115","230/115","230/115","230/115","230/115","230/115","230/115","230/115",null,null,null,"230/115","230/115","230/115","230/115","230/115","230/115","230/115","230/115","230/115","230/115","230/115","230/115","230/115","230/115","230/115","230/115","230/115","230/115","230/115","230/115","230/115","230/115","230/115","230/115","230/115","230/115","230/115","230/115","230/115","230/115","230/115","230/115","230/115","230/115","230/115","230/115","230/115","230/115","230/115","230/115","230/115","230/115","230/115","230/115","230/115","230/115","230/115","230/115","230/115","230/115","230/115","230/115","230/115","230/115","230/115","230/115","230/115","230/115","230/115","230/115","230/115","230/115","230/115","230/116","230/115","230/115","230/115","230/115","230/115","230/115","230/115","230/115"]
[null,null,null,null,"Part number ->",null,null,null,null,null,null,null,null,null,null,null,null,null,null,null,null,null,null,null,null,null,null,null,null,null,null,null,null,null,null,null,null,null,null,"Select aR Fuses",null,null,null,null,null,null,null,null,null,null,null,null,null,null,null,null,null,null,null,null,null,null,null,null,null,null,null,null,null,null,null,null,null,"UN = 440....480 V","UN = 440....480 V","UN = 440....480 V","UN = 440....480 V","UN = 440....480 V","UN = 440....480 V","UN = 440....480 V","UN = 440....480 V","UN = 440....480 V","UN = 440....480 V","UN = 440....480 V","UN = 440....480 V","UN = 440....480 V","UN = 440....480 V","UN = 440....480 V","UN = 440....480 V","UN = 440....480 V","UN = 440....480 V","UN = 440....480 V","UN = 440....480 V","UN = 440....480 V","UN = 440....480 V","UN = 440....480 V","UN = 440....480 V","UN = 440....480 V","UN = 440....480 V","UN = 440....480 V","UN = 440....480 V",null,null,null,null,null,null,null,null,null,null,null,null,null,null,null,null,null,null,null,null,null,null,null,null,null,null,null,null,null,null,null,null,null,null,"*) Alternative option","*) Alternative option","*) Alternative option",null,null,null,null,null,null,null,null,null,null,null,null,null,null,null,null,null,null,null,null,null,null,null,"≤40 °C","≤40 °C","≤40 °C","≤40 °C","≤40 °C","≤40 °C","≤40 °C","≤40 °C","≤40 °C","≤40 °C","≤40 °C","≤40 °C","≤40 °C","≤40 °C","≤40 °C","≤40 °C","≤40 °C","≤40 °C","≤40 °C","Connected in series","No external brake chopper needed","No external brake chopper needed","No external brake chopper needed","No external brake chopper needed","No external brake chopper needed",null,null,null,null,null,"Connected in series","(with code +D150)","(with code +D150)","+ NBRA-658 brake chopper","+ NBRA-658 brake chopper","+ NBRA-658 brake chopper","+ NBRA-658 brake chopper","+ NBRA-659 brake chopper","+ NBRA-658 brake chopper"]
[]
["UN = 480 V (380, 400, 415, 440, 480 V) "]
["ACH580-01-02A6-4","R0",2.4,null,null,3,null,null,null,null,null,null,null,null,null,null,null,null,null,null,null,null,null,null,null,null,null,null,null,null,null,null,null,null,null,null,null,null,null,null,null,null,3,null,null,null,null,null,null,null,null,null,null,null,null,null,null,null,null,null,null,null,null,null,null,null,null,null,null,null,null,null,null,3,null,null,null,null,null,null,null,null,null,null,null,null,null,null,null,null,null,null,null,null,null,null,null,null,null,null,null,null,1,null,null,null,null,null,null,null,null,null,null,null,null,null,null,null,null,null,null,null,null,null,null,null,null,null,null,null,null,null,null,null,null,null,null,null,null,null,null,null,null,null,"x",1,null,null,null,null,null,null,null,1,null,null,null,null,null,null,null,1,null,null,null,null,null,null,null,null,null,null,null,null,null,null,null,null,null,null,null,1,null,null,null,null,null,null,null,null,null,null,null,null,null,null,null,null,null,null,1,null,null,null,null,null,null,null,1,null,null,null,1]
["ACH580-01-03A3-4","R0",3.3,null,null,null,3,null,null,null,null,null,null,null,null,null,null,null,null,null,null,null,null,null,null,null,null,null,null,null,null,null,null,null,null,null,null,null,null,null,null,null,3,null,null,null,null,null,null,null,null,null,null,null,null,null,null,null,null,null,null,null,null,null,null,null,null,null,null,null,null,null,null,null,3,null,null,null,null,null,null,null,null,null,null,null,null,null,null,null,null,null,null,null,null,null,null,null,null,null,null,null,1,null,null,null,null,null,null,null,null,null,null,null,null,null,null,null,null,null,null,null,null,null,null,null,null,null,null,null,null,null,null,null,null,null,null,null,null,null,null,null,null,null,"x",1,null,null,null,null,null,null,null,1,null,null,null,null,null,null,null,1,null,null,null,null,null,null,null,null,null,null,null,null,null,null,null,null,null,null,null,1,null,null,null,null,null,null,null,null,null,null,null,null,null,null,null,null,null,null,1,null,null,null,null,null,null,null,1,null,null,null,1]
["ACH580-01-04A0-4","R0",4,null,null,null,3,null,null,null,null,null,null,null,null,null,null,null,null,null,null,null,null,null,null,null,null,null,null,null,null,null,null,null,null,null,null,null,null,null,null,null,3,null,null,null,null,null,null,null,null,null,null,null,null,null,null,null,null,null,null,null,null,null,null,null,null,null,null,null,null,null,null,null,3,null,null,null,null,null,null,null,null,null,null,null,null,null,null,null,null,null,null,null,null,null,null,null,null,null,null,null,1,null,null,null,null,null,null,null,null,null,null,null,null,null,null,null,null,null,null,null,null,null,null,null,null,null,null,null,null,null,null,null,null,null,null,null,null,null,null,null,null,null,"x",1,null,null,null,null,null,null,null,1,null,null,null,null,null,null,null,1,null,null,null,null,null,null,null,null,null,null,null,null,null,null,null,null,null,null,null,1,null,null,null,null,null,null,null,null,null,null,null,null,null,null,null,null,null,null,1,null,null,null,null,null,null,null,1,null,null,null,1]
["ACH580-01-05A6-4","R0",5.6,null,null,null,null,3,null,null,null,null,null,null,null,null,null,null,null,null,null,null,null,null,null,null,null,null,null,null,null,null,null,null,null,null,null,null,null,null,null,null,3,null,null,null,null,null,null,null,null,null,null,null,null,null,null,null,null,null,null,null,null,null,null,null,null,null,null,null,null,null,null,null,null,3,null,null,null,null,null,null,null,null,null,null,null,null,null,null,null,null,null,null,null,null,null,null,null,null,null,null,1,null,null,null,null,null,null,null,null,null,null,null,null,null,null,null,null,null,null,null,null,null,null,null,null,null,null,null,null,null,null,null,null,null,null,null,null,null,null,null,null,null,"x",1,null,null,null,null,null,null,null,1,null,null,null,null,null,null,null,1,null,null,null,null,null,null,null,null,null,null,null,null,null,null,null,null,null,null,null,1,null,null,null,null,null,null,null,null,null,null,null,null,null,null,null,null,null,null,1,null,null,null,null,null,null,null,1,null,null,null,1]
["ACH580-01-07A2-4","R1",7.2,null,null,null,null,3,null,null,null,null,null,null,null,null,null,null,null,null,null,null,null,null,null,null,null,null,null,null,null,null,null,null,null,null,null,null,null,null,null,null,3,null,null,null,null,null,null,null,null,null,null,null,null,null,null,null,null,null,null,null,null,null,null,null,null,null,null,null,null,null,null,null,null,3,null,null,null,null,null,null,null,null,null,null,null,null,null,null,null,null,null,null,null,null,null,null,null,null,null,null,1,null,null,null,null,null,null,null,null,null,null,null,null,null,null,null,null,null,null,null,null,null,null,null,null,null,null,null,null,null,null,null,null,null,null,null,null,null,null,null,null,null,"x",1,null,null,null,null,null,null,null,1,null,null,null,null,null,null,null,1,null,null,null,null,null,null,null,null,null,null,null,null,null,null,null,null,null,null,null,null,1,null,null,null,null,null,null,null,null,null,null,null,null,null,null,null,null,null,1,null,null,null,null,null,null,null,1,null,null,null,1]
["ACH580-01-09A4-4","R1",9.4,null,null,null,null,null,3,null,null,null,null,null,null,null,null,null,null,null,null,null,null,null,null,null,null,null,null,null,null,null,null,null,null,null,null,null,null,null,null,null,3,null,null,null,null,null,null,null,null,null,null,null,null,null,null,null,null,null,null,null,null,null,null,null,null,null,null,null,null,null,null,null,null,null,3,null,null,null,null,null,null,null,null,null,null,null,null,null,null,null,null,null,null,null,null,null,null,null,null,null,1,null,null,null,null,null,null,null,null,null,null,null,null,null,null,null,null,null,null,null,null,null,null,null,null,null,null,null,null,null,null,null,null,null,null,null,null,null,null,null,null,null,"x",1,null,null,null,null,null,null,null,1,null,null,null,null,null,null,null,1,null,null,null,null,null,null,null,null,null,null,null,null,null,null,null,null,null,null,null,null,1,null,null,null,null,null,null,null,null,null,null,null,null,null,null,null,null,null,1,null,null,null,null,null,null,null,1,null,null,null,1]
["ACH580-01-12A6-4","R1",12.6,null,null,null,null,null,3,null,null,null,null,null,null,null,null,null,null,null,null,null,null,null,null,null,null,null,null,null,null,null,null,null,null,null,null,null,null,null,null,null,3,null,null,null,null,null,null,null,null,null,null,null,null,null,null,null,null,null,null,null,null,null,null,null,null,null,null,null,null,null,null,null,null,null,null,3,null,null,null,null,null,null,null,null,null,null,null,null,null,null,null,null,null,null,null,null,null,null,null,null,null,null,1,null,null,null,null,null,null,null,null,null,null,null,null,null,null,null,null,null,null,null,null,null,null,null,null,null,null,null,null,null,null,null,null,null,null,null,null,null,null,null,"x",1,null,null,null,null,null,null,null,1,null,null,null,null,null,null,null,1,null,null,null,null,null,null,null,null,null,null,null,null,null,null,null,null,null,null,null,null,1,null,null,null,null,null,null,null,null,null,null,null,null,null,null,null,null,null,1,null,null,null,null,null,null,null,1,null,null,null,1]
["ACH580-01-017A-4","R2",17,null,null,null,null,null,null,3,null,null,null,null,null,null,null,null,null,null,null,null,null,null,null,null,null,null,null,null,null,null,null,null,null,null,null,null,null,null,null,null,null,null,3,null,null,null,null,null,null,null,null,null,null,null,null,null,null,null,null,null,null,null,null,null,null,null,null,null,null,null,null,null,null,null,null,null,3,null,null,null,null,null,null,null,null,null,null,null,null,null,null,null,null,null,null,null,null,null,null,null,null,null,null,null,1,null,null,null,null,null,null,null,null,null,null,null,null,null,null,null,null,null,null,null,null,null,null,null,null,null,null,null,null,null,null,null,null,null,null,null,null,null,"x",null,1,null,null,null,null,null,null,null,1,null,null,null,null,null,null,1,null,null,null,null,null,null,null,null,null,null,null,null,null,null,null,null,null,null,null,null,null,1,null,null,null,null,null,null,null,null,null,null,null,null,null,null,null,null,null,1,null,null,null,null,null,null,null,1,null,null,null,1]
["ACH580-01-025A-4","R2",25,null,null,null,null,null,null,null,3,null,null,null,null,null,null,null,null,null,null,null,null,null,null,null,null,null,null,null,null,null,null,null,null,null,null,null,null,null,null,null,null,null,3,null,null,null,null,null,null,null,null,null,null,null,null,null,null,null,null,null,null,null,null,null,null,null,null,null,null,null,null,null,null,null,null,null,null,null,3,null,null,null,null,null,null,null,null,null,null,null,null,null,null,null,null,null,null,null,null,null,null,null,null,null,null,null,1,null,null,null,null,null,null,null,null,null,null,null,null,null,null,null,null,null,null,null,null,null,null,null,null,null,null,null,null,null,null,null,null,null,null,null,"x",null,1,null,null,null,null,null,null,null,1,null,null,null,null,null,null,null,1,null,null,null,null,null,null,null,null,null,null,null,null,null,null,null,null,null,null,null,null,1,null,null,null,null,null,null,null,null,null,null,null,null,null,null,null,null,null,1,null,null,null,null,null,null,null,1,null,null,null,1]
["ACH580-01-032A-4","R3",32,null,null,null,null,null,null,null,null,3,null,null,null,null,null,null,null,null,null,null,null,null,null,null,null,null,null,null,null,null,null,null,null,null,null,null,null,null,null,null,null,null,null,null,3,null,null,null,null,null,null,null,null,null,null,null,null,null,null,null,null,null,null,null,null,null,null,null,null,null,null,null,null,null,null,null,null,null,null,3,null,null,null,null,null,null,null,null,null,null,null,null,null,null,null,null,null,null,null,null,null,null,null,null,null,null,null,null,1,null,null,null,null,null,null,null,null,null,null,null,null,null,null,null,null,null,null,null,null,null,null,null,null,null,null,null,null,null,null,null,null,null,"x",null,null,1,null,null,null,null,null,null,null,1,null,null,null,null,null,null,null,null,1,null,null,null,null,null,null,null,null,null,null,null,null,null,null,null,null,null,null,null,1,null,null,null,null,null,null,null,null,null,null,null,null,null,null,null,null,null,1,null,null,null,null,null,null,null,1,null,null,null,1]
["ACH580-01-038A-4","R3",38,null,null,null,null,null,null,null,null,null,3,null,null,null,null,null,null,null,null,null,null,null,null,null,null,null,null,null,null,null,null,null,null,null,null,null,null,null,null,null,null,null,null,null,3,null,null,null,null,null,null,null,null,null,null,null,null,null,null,null,null,null,null,null,null,null,null,null,null,null,null,null,null,null,null,null,null,null,null,null,3,null,null,null,null,null,null,null,null,null,null,null,null,null,null,null,null,null,null,null,null,null,null,null,null,null,null,null,null,null,1,null,null,null,null,null,null,null,null,null,null,null,null,null,null,null,null,null,null,null,null,null,null,null,null,null,null,null,null,null,null,null,"x",null,null,1,null,null,null,null,null,null,null,1,null,null,null,null,null,null,null,null,null,null,1,null,null,null,null,null,null,null,null,null,null,null,null,null,null,null,null,null,null,1,null,null,null,null,null,null,null,null,null,null,null,null,null,null,null,null,1,null,null,null,null,null,null,null,1,null,null,null,1]
["ACH580-01-045A-4","R3",45,null,null,null,null,null,null,null,null,null,null,3,null,null,null,null,null,null,null,null,null,null,null,null,null,null,null,null,null,null,null,null,null,null,null,null,null,null,null,null,null,null,null,null,null,3,null,null,null,null,null,null,null,null,null,null,null,null,null,null,null,null,null,null,null,null,null,null,null,null,null,null,null,null,null,null,null,null,null,null,null,3,null,null,null,null,null,null,null,null,null,null,null,null,null,null,null,null,null,null,null,null,null,null,null,null,null,null,null,null,null,null,1,null,null,null,null,null,null,null,null,null,null,null,null,null,null,null,null,null,null,null,null,null,null,null,null,null,null,null,null,null,"x",null,null,1,null,null,null,null,null,null,null,1,null,null,null,null,null,null,null,null,null,null,1,null,null,null,null,null,null,null,null,null,null,null,null,null,null,null,null,null,null,1,null,null,null,null,null,null,null,null,null,null,null,null,null,null,null,null,1,null,null,null,null,null,null,null,1,null,null,null,1]
["ACH580-01-061A-4","R5",61,null,null,null,null,null,null,null,null,null,null,null,3,null,null,null,null,null,null,null,null,null,null,null,null,null,null,null,null,null,null,null,null,null,null,null,null,null,null,null,null,null,null,null,null,null,3,null,null,null,null,null,null,null,null,null,null,null,null,null,null,null,null,null,null,null,null,null,null,null,null,null,null,null,null,null,null,null,null,null,null,null,3,null,null,null,null,null,null,null,null,null,null,null,null,null,null,null,null,null,null,null,null,null,null,null,null,null,null,null,null,null,null,null,null,null,null,null,null,null,null,null,null,1,null,null,null,null,null,null,null,null,null,null,null,null,null,null,null,null,null,null,"x",null,null,null,1,null,null,null,null,null,null,null,1,null,null,null,null,null,null,null,null,null,1,null,null,null,null,null,null,null,null,null,null,null,null,null,null,null,null,null,null,null,1,null,null,null,null,null,null,null,null,null,null,null,null,null,null,null,1,null,null,null,null,null,null,null,1,null,null,null,1]
["ACH580-01-072A-4","R5",72,null,null,null,null,null,null,null,null,null,null,null,null,3,null,null,null,null,null,null,null,null,null,null,null,null,null,null,null,null,null,null,null,null,null,null,null,null,null,null,null,null,null,null,null,null,null,3,null,null,null,null,null,null,null,null,null,null,null,null,null,null,null,null,null,null,null,null,null,null,null,null,null,null,null,null,null,null,null,null,null,null,null,3,null,null,null,null,null,null,null,null,null,null,null,null,null,null,null,null,null,null,null,null,null,null,null,null,null,null,null,null,null,null,null,null,null,null,null,null,null,null,null,null,null,null,"x",null,null,null,null,1,null,null,null,null,null,null,null,null,null,null,null,null,null,null,1,null,null,null,null,null,null,null,1,null,null,null,null,null,null,null,null,null,1,null,null,null,null,null,null,null,null,null,null,null,null,null,null,null,null,null,null,null,1,null,null,null,null,null,null,null,null,null,null,null,null,null,null,null,null,1,null,null,null,null,null,null,null,1,null,null,null,1]
["ACH580-01-087A-4","R5",87,null,null,null,null,null,null,null,null,null,null,null,null,3,null,null,null,null,null,null,null,null,null,null,null,null,null,null,null,null,null,null,null,null,null,null,null,null,null,null,null,null,null,null,null,null,null,null,3,null,null,null,null,null,null,null,null,null,null,null,null,null,null,null,null,null,null,null,null,null,null,null,null,null,null,null,null,null,null,null,null,null,null,null,null,3,null,null,null,null,null,null,null,null,null,null,null,null,null,null,null,null,null,null,null,null,null,null,null,null,null,null,null,null,null,null,null,null,null,null,null,null,null,null,null,null,"x",null,null,null,null,1,null,null,null,null,null,null,null,null,null,null,null,null,null,null,null,1,null,null,null,null,null,null,null,1,null,null,null,null,null,null,null,null,null,1,null,null,null,null,null,null,null,null,null,null,null,null,null,null,null,null,null,null,1,null,null,null,null,null,null,null,null,null,null,null,null,null,null,null,null,1,null,null,null,null,null,null,null,1,null,null,null,1]
["ACH580-01-105A-4","R6",105,null,null,null,null,null,null,null,null,null,null,null,null,null,3,null,null,null,null,null,null,null,null,null,null,null,null,null,null,null,null,null,null,null,null,null,null,null,null,null,null,null,null,null,null,null,null,null,null,null,null,3,null,null,null,null,null,null,null,null,null,null,null,null,null,null,null,null,null,null,null,null,null,null,null,null,null,null,null,null,null,null,null,null,null,null,null,3,null,null,null,null,null,null,null,null,null,null,null,null,null,null,null,null,null,null,null,null,null,null,null,null,null,null,null,null,null,null,null,null,null,null,null,null,null,null,"x",null,null,null,null,null,1,null,null,null,null,null,null,null,null,null,null,null,null,null,null,1,null,null,null,null,null,null,null,1,null,null,null,null,null,null,null,null,null,null,null,null,null,1,null,null,null,null,null,null,null,null,null,null,null,null,null,null,null,null,null,null,null,null,null,null,1,null,null,null,null,null,null,null,null,1,null,null,null,null,null,null,null,1,null,null,null,1]
["ACH580-01-145A-4","R6",145,null,null,null,null,null,null,null,null,null,null,null,null,null,null,3,null,null,null,null,null,null,null,null,null,null,null,null,null,null,null,null,null,null,null,null,null,null,null,null,null,null,null,null,null,null,null,null,null,null,null,null,3,null,null,null,null,null,null,null,null,null,null,null,null,null,null,null,null,null,null,null,null,null,null,null,null,null,null,null,null,null,null,null,null,null,null,null,3,null,null,null,null,null,null,null,null,null,null,null,null,null,null,null,null,null,null,null,null,null,null,null,null,null,null,null,null,null,null,null,null,null,null,null,null,null,"x",null,null,null,null,null,1,null,null,null,null,null,null,null,null,null,null,null,null,null,null,1,null,null,null,null,null,null,null,1,null,null,null,null,null,null,null,null,null,null,null,null,null,1,null,null,null,null,null,null,null,null,null,null,null,null,null,null,null,null,null,null,null,null,null,null,1,null,null,null,null,null,null,null,null,null,1]
["ACH580-01-169A-4","R7",169,null,null,null,null,null,null,null,null,null,null,null,null,null,null,null,null,3,null,null,null,null,null,null,null,null,null,null,null,null,null,null,null,null,null,null,null,null,null,null,null,null,null,null,null,null,null,null,null,null,null,null,null,3,null,null,null,null,null,null,null,null,null,null,null,null,null,null,null,null,null,null,null,null,null,null,null,null,null,null,null,null,null,null,null,null,null,null,null,3,null,null,null,null,null,null,null,null,null,null,null,null,null,null,null,null,null,null,null,null,null,null,null,null,null,null,null,null,null,null,null,null,null,null,null,null,"x",null,null,null,null,null,1,null,null,null,null,null,null,null,null,null,null,null,null,null,null,null,1,null,null,null,null,null,null,null,null,1,null,null,null,null,null,null,null,null,null,null,null,1,null,null,null,null,null,null,null,null,null,null,null,null,null,null,null,null,null,null,null,null,null,null,null,1,null,null,null,null,null,null,null,null,1]
["ACH580-01-206A-4","R7",206,null,null,null,null,null,null,null,null,null,null,null,null,null,null,null,null,null,3,null,null,null,null,null,null,null,null,null,null,null,null,null,null,null,null,null,null,null,null,null,null,null,null,null,null,null,null,null,null,null,null,null,null,null,3,null,null,null,null,null,null,null,null,null,null,null,null,null,null,null,null,null,null,null,null,null,null,null,null,null,null,null,null,null,null,null,null,null,null,null,null,3,null,null,null,null,null,null,null,null,null,null,null,null,null,null,null,null,null,null,null,null,null,null,null,null,null,null,null,null,null,null,null,null,null,null,"x",null,null,null,null,null,null,null,null,null,1,null,null,null,null,null,null,null,null,null,null,null,1,null,null,null,null,null,null,null,null,1,null,null,null,null,null,null,null,null,null,null,null,1,null,null,null,null,null,null,null,null,null,null,null,null,null,null,null,null,null,null,null,null,null,null,null,1,null,null,null,null,null,null,null,null,1]
["ACH580-01-246A-4","R8",246,null,null,null,null,null,null,null,null,null,null,null,null,null,null,null,null,null,null,3,null,null,null,null,null,null,null,null,null,null,null,null,null,null,null,null,null,null,null,null,null,null,null,null,null,null,null,null,null,null,null,null,null,null,null,null,3,null,null,null,null,null,null,null,null,null,null,null,null,null,null,null,null,null,null,null,null,null,null,null,null,null,null,null,null,null,null,null,null,null,null,null,3,null,null,null,null,null,null,null,null,null,null,null,null,null,null,null,null,null,null,null,null,null,null,null,null,null,null,null,null,null,null,null,null,null,"x",null,null,null,null,null,null,null,null,null,null,1,null,null,null,null,null,null,null,null,null,null,null,1,null,null,null,null,null,null,null,1,null,null,null,null,null,null,null,null,null,null,null,null,null,null,1,null,null,null,null,null,null,null,null,null,null,null,null,null,null,null,null,null,null,null,2,null,null,null,null,null,null,null,null,null,1]
["ACH580-01-293A-4","R8",293,null,null,null,null,null,null,null,null,null,null,null,null,null,null,null,null,null,null,null,null,3,null,null,null,null,null,null,null,null,null,null,null,null,null,null,null,null,null,null,null,null,null,null,null,null,null,null,null,null,null,null,null,null,null,null,null,3,null,null,null,null,null,null,null,null,null,null,null,null,null,null,null,null,null,null,null,null,null,null,null,null,null,null,null,null,null,null,null,null,null,null,null,3,null,null,null,null,null,null,null,null,null,null,null,null,null,null,null,null,null,null,null,null,null,null,null,null,null,null,null,null,null,null,null,null,"x",null,null,null,null,null,null,null,null,null,null,null,1,null,null,null,null,null,null,null,null,null,null,1,null,null,null,null,null,null,null,1,null,null,null,null,null,null,null,null,null,null,null,null,null,null,1,null,null,null,null,null,null,null,null,null,null,null,null,null,null,null,null,null,null,null,null,null,2,null,null,null,null,null,null,null,1]
["ACH580-01-363A-4","R9",363,null,null,null,null,null,null,null,null,null,null,null,null,null,null,null,null,null,null,null,null,null,3,null,null,null,null,null,null,null,null,null,null,null,null,null,null,null,null,null,null,null,null,null,null,null,null,null,null,null,null,null,null,null,null,null,null,null,null,3,null,null,null,null,null,null,null,null,null,null,null,null,null,null,null,null,null,null,null,null,null,null,null,null,null,null,null,null,null,null,null,null,null,null,3,null,null,null,null,null,null,null,null,null,null,null,null,null,null,null,null,null,null,null,null,null,null,null,null,null,null,null,null,null,null,null,"x",null,null,null,null,null,null,null,null,null,null,null,1,null,null,null,null,null,null,null,null,null,null,null,1,null,null,null,null,null,null,null,1,null,null,null,null,null,null,null,null,null,null,null,null,null,null,null,1,null,null,null,null,null,null,null,null,null,null,null,null,null,null,null,null,null,null,null,null,null,2,null,null,null,null,null,null,1]
["ACH580-01-430A-4","R9",430,null,null,null,null,null,null,null,null,null,null,null,null,null,null,null,null,null,null,null,null,null,null,"3",null,null,null,null,null,null,null,null,null,null,null,null,null,null,null,null,null,null,null,null,null,null,null,null,null,null,null,null,null,null,null,null,null,null,null,null,null,3,null,null,null,null,null,null,null,null,null,null,null,null,null,null,null,null,null,null,null,null,null,null,null,null,null,null,null,null,null,null,null,null,null,3,null,null,null,null,null,null,null,null,null,null,null,null,null,null,null,null,null,null,null,null,null,null,null,null,null,null,null,null,null,null,"x",null,null,null,null,null,null,null,null,null,null,null,1,null,null,null,null,null,null,null,null,null,null,null,1,null,null,null,null,null,null,null,1,null,null,null,null,null,null,null,null,null,null,null,null,null,null,null,1,null,null,null,null,null,null,null,null,null,null,null,null,null,null,null,null,null,null,null,null,null,2,null,null,null,null,null,null,1]

{"sheet":"ACQ580-01_04_400V","index":7,"n_rows":32,"n_cols":216,"rows_kept":32,"cut":false,"hidden":false,"merged":[[2,153,2,160],[2,161,2,179],[2,180,2,199],[2,200,2,215],[2,5,2,39],[2,40,2,72],[2,73,2,100],[2,101,2,128],[2,129,2,144],[2,145,2,152]]}
[null,null,null,"Main Cable",null,"Main Fuses (gG)",null,null,null,null,null,null,null,null,null,null,null,null,null,null,null,null,null,null,null,null,null,null,null,null,null,null,null,null,null,null,null,null,null,null,"Main Fuses (aR)",null,null,null,null,null,null,null,null,null,null,null,null,null,null,null,null,null,null,null,null,null,null,null,null,null,null,null,null,null,null,null,null,"Main Fuses (UL)",null,null,null,null,null,null,null,null,null,null,null,null,null,null,null,null,null,null,null,null,null,null,null,null,null,null,null,"Miniature circuit breaker",null,null,null,null,null,null,null,null,null,null,null,null,null,null,null,null,null,null,null,null,null,null,null,null,null,null,null,"Moulded Case Circuit Breaker",null,null,null,null,null,null,null,null,null,null,null,null,null,null,null,"Main Switch",null,null,null,null,null,null,null,"Main Switch UL",null,null,null,null,null,null,null,"Main Contactor",null,null,null,null,null,null,null,null,null,null,null,null,null,null,null,null,null,null,"Braking Resistor",null,null,null,null,null,null,null,null,null,null,null,null,null,null,null,null,null,null,null,"Output Chokes (du/dt filters)"]
[null,null,null,null,null,null,null,null,null,null,null,null,null,null,null,null,null,null,null,null,null,null,null,null,null,null,null,null,null,null,null,null,null,null,null,null,null,null,null,null,null,null,null,null,null,null,null,null,null,null,null,null,null,null,null,null,null,null,null,null,null,null,null,null,null,null,null,null,null,null,null,null,null,null,null,null,null,null,null,null,null,null,null,null,null,null,null,null,null,null,null,null,null,null,null,null,null,null,null,null,null,null,null,null,null,null,null,null,null,null,null,null,null,null,null,null,null,null,null,null,null,null,null,null,null,null,null,null,null,null,null,null,null,null,null,null,null,null,null,null,null,null,null,null,null,"Circuit Diagram ref. nbr. 00362465",null,null,null,null,null,null,null,"Circuit Diagram ref. nbr. 00362465",null,null,null,null,null,null,null,"Circuit Diagram ref. nbr. 00362465",null,null,null,null,null,null,null,null,null,null,null,null,null,null,null,null,null,null,"Circuit Diagram ref. nbr. 00362933, 00362933",null,null,null,null,null,null,null,null,null,null,null,null,null,null,null,null,null,null,null,"Circuit Diagram ref. nbr. 00362465"]
["Type",null,"Current ratings","Mains cable *",null,"gG Fuses (see footnotes)",null,null,null,null,null,null,null,null,null,null,null,null,null,null,null,null,null,null,null,null,null,null,null,null,null,null,null,null,null,null,null,null,null,null,"aR Fuses(see footnotes)",null,null,null,null,null,null,null,null,null,null,null,null,null,null,null,null,null,null,null,null,null,null,null,null,null,null,null,null,null,null,null,null,"UL-class Fuses",null,null,null,null,null,null,null,null,null,null,null,null,null,null,null,null,null,null,null,null,null,null,null,null,null,null,null,"Miniature circuit breaker",null,null,null,null,null,null,null,null,null,null,null,null,null,null,null,null,null,null,null,null,null,null,null,null,null,null,null,"Tmax Moulded Case Circuit Breaker",null,null,null,null,null,null,null,null,null,null,null,null,null,null,null,"Switch Fuse",null,null,null,null,null,null,null,"Switch Fuse UL",null,null,null,null,null,null,null,"Contactor",null,null,null,null,null,null,null,null,null,null,null,null,null,null,null,null,null,null,"Braking Resistor",null,null,null,null,null,null,null,null,null,null,null,null,null,null,null,null,null,null,null,"du/dt filters"]
[null,null,null,null,null,"gG Fuses","gG Fuses","gG Fuses","gG Fuses","gG Fuses","gG Fuses","gG Fuses","gG Fuses","gG Fuses","gG Fuses","gG Fuses","gG Fuses","gG Fuses","gG Fuses","gG Fuses","gG Fuses","gG Fuses","gG Fuses","gG Fuses","gG Fuses","gG Fuses","gG Fuses","gG Fuses","gG Fuses","gG Fuses","gG Fuses","gG Fuses","gG Fuses","gG Fuses","gG Fuses","gG Fuses","gG Fuses","gG Fuses","gG Fuses","gG Fuses","aR Fuses","aR Fuses","aR Fuses","aR Fuses","aR Fuses","aR Fuses","aR Fuses","aR Fuses","aR Fuses","aR Fuses","aR Fuses","aR Fuses","aR Fuses","aR Fuses","aR Fuses","aR Fuses","aR Fuses","aR Fuses","aR Fuses","aR Fuses","aR Fuses","aR Fuses","aR Fuses","aR Fuses","aR Fuses","aR Fuses","aR Fuses","aR Fuses","aR Fuses","aR Fuses","aR Fuses","aR Fuses","aR Fuses","T-class","T-class","T-class","T-class","T-class","T-class","T-class","T-class","T-class","T-class","T-class","T-class","T-class","T-class","T-class","T-class","T-class","T-class","T-class","T-class","T-class","T-class","T-class","T-class","T-class","L-class","L-class","L-class","Miniature circuit breaker","Miniature circuit breaker","Miniature circuit breaker","Miniature circuit breaker","Miniature circuit breaker","Miniature circuit breaker","Miniature circuit breaker","Miniature circuit breaker","Miniature circuit breaker","Miniature circuit breaker","Miniature circuit breaker","Miniature circuit breaker","Miniature circuit breaker","Miniature circuit breaker","Miniature circuit breaker","Miniature circuit breaker","Miniature circuit breaker","Miniature circuit breaker","Miniature circuit breaker","Miniature circuit breaker","Miniature circuit breaker","Miniature circuit breaker","Miniature circuit breaker","Miniature circuit breaker","Miniature circuit breaker","Miniature circuit breaker","Miniature circuit breaker",null,"Tmax Moulded Case Circuit Breaker","Tmax Moulded Case Circuit Breaker","Tmax Moulded Case Circuit Breaker","Tmax Moulded Case Circuit Breaker","Tmax Moulded Case Circuit Breaker","Tmax Moulded Case Circuit Breaker","Tmax Moulded Case Circuit Breaker","Tmax Moulded Case Circuit Breaker","Tmax Moulded Case Circuit Breaker","Tmax Moulded Case Circuit Breaker","Tmax Moulded Case Circuit Breaker","Tmax Moulded Case Circuit Breaker","Tmax Moulded Case Circuit Breaker","Tmax Moulded Case Circuit Breaker","Tmax Moulded Case Circuit Breaker",null,"Switch-disconnector","Switch-disconnector","Switch-disconnector","Switch-disconnector","Switch-disconnector","Switch-disconnector","Switch-disconnector","Switch-disconnector","Switch-disconnector","Switch-disconnector","Switch-disconnector","Switch-disconnector","Switch-disconnector","Switch-disconnector","Switch-disconnector","Switch-disconnector","Contactor","Contactor","Contactor","Contactor","Contactor","Contactor","Contactor","Contactor","Contactor","Contactor","Contactor","Contactor","Contactor","Contactor","Contactor","Contactor","Contactor","Contactor","Contactor","Braking Resistor","Braking Resistor","Braking Resistor","Braking Resistor","Braking Resistor","Braking Resistor","Braking Resistor","Braking Resistor","Braking Resistor","Braking Resistor","Braking Resistor","Braking Resistor","Braking Resistor","Braking Resistor","Braking Resistor","Braking Resistor","Braking Resistor","Braking Resistor","Braking Resistor","Braking Resistor","du/dt filters unprotected (IP00)","du/dt filters unprotected (IP00)","du/dt filters unprotected (IP00)","du/dt filters unprotected (IP00)","du/dt filters unprotected (IP00)","du/dt filters unprotected (IP00)","du/dt filters unprotected (IP00)","du/dt filters unprotected (IP00)","du/dt filters protected (IP22)","du/dt filters protected (IP22)","du/dt filters protected (IP22)","du/dt filters protected (IP22)","du/dt filters protected (IP54)","du/dt filters protected (IP54)","du/dt filters protected (IP54)","du/dt filters protected (IP54)"]
[null,null,"I2cont.max",null,null,"ABB: OFAF000H4 4A, 500V, 55A2s","ABB: OFAF000H6 6A, 500V, 110A2s","ABB: OFAF000H10 10A, 500V, 360A2s","ABB: OFAF000H16 16A, 500V, 740A2s","ABB: OFAF000H25 25A, 500V, 2,5kA2s","ABB: OFAF000H32 32A, 500V, 4kA2s","ABB: OFAF000H40 40A, 500V, 7,7A2s","ABB: OFAF000H50 50A, 500V, 16kA2s","ABB: OFAF000H63 63A, 500V, 20,1kA2s","ABB: OFAF000H80 80A, 500V, 37,5kA2s","ABB: OFAF000H100 100A, 500V, 65kASs","ABB: OFAF00H125 125A, 500V, 103kA2s","ABB: OFAF00H160 160A, 500V, 185kA2s","ABB: OFAF0H200 200A, 500V, 300kA2s","ABB: OFAF0H250 250A, 500V, 600kA2s","ABB: OFAF1H315 315A, 500V, 710kA2s","ABB: OFAF1H355 355A, 500V, 920kA2s","ABB: OFAF2H400 400A, 500V, 1000kA2s","ABB: OFAF2H425 425A, 500V, 1300kA2s","ABB: OFAF2H500 500A, 500V, 2000kA2s","ABB: OFAF3H630 630A, 500V, 2800kA2s","ABB: OFAA000GG16 16A, 690V, 1,2kA2s","ABB: OFAA000GG20 20A, 690V, 2,4kA2s","ABB: OFAA000GG25 25A, 690V, 4kA2s","ABB: OFAA000GG35 35A, 690V, 12kA2s","ABB: OFAA000GG50 50A, 690V, 24kA2s","ABB: OFAA000GG63 63A, 690V, 30kA2s","ABB: OFAA0GG80 16A, 690V, 51kA2s","ABB: OFAA0GG100 100A, 690V, 95kA2s","ABB: OFAA1GG160 160A, 690V, 240kA2s","ABB: OFAA1GG200 200A, 690V, 350kA2s","ABB: OFAA1GG250 250A, 690V, 700kA2s","ABB: OFAA2GG315 315A, 690V, 850kA2s","ABB: OFAA3GG400 400A, 690V, 1300kA2s","gG fuse is too slow for this drive","Bussmann: 170M1559 16A, 690V, 48A2s","Bussmann: 170M1560 20A, 690V, 78A2s","Bussmann: 170M1561 25A, 690V, 130A2s","Bussmann: 170M1562 32A, 690V, 270A2s","Bussmann: 170M1563 40A, 690V, 460A2s","Bussmann: 170M1564 50A, 690V, 770A2s","Bussmann: 170M1565 63A, 690V, 1450A2s","Bussmann: 170M1566 80A, 690V, 2550A2s","Bussmann: 170M1567 100A, 690V, 4650A2s","Bussmann: 170M1568 125A, 690V, 8500A2s","Bussmann: 170M1569 160A, 690V, 16kA2s","Bussmann: 170M3813 125A, 690V, 3700A2s","Bussmann: 170M3814 160A, 690V, 7500A2s","Bussmann: 170M3815 200A, 690V, 15kA2s","Bussmann: 170M3816 250A, 690V, 28500A2s","Bussmann: 170M3817 315A, 690V, 46500A2s","Bussmann: 170M3818 350A, 690V, 68500A2s","Bussmann: 170M5808 400A, 690V, 74kA2s","Bussmann: 170M5809 450A, 690V, 105kA2s","Bussmann: 170M5810 500A, 690V, 145kA2s","Bussmann: 170M5811 550A, 690V, 190kA2s","Bussmann: 170M5812 630A, 690V, 275kA2s","Bussmann: 170M6810D 630A, 690V, 490 kA2s","Bussmann: 170M5813 700A, 690V, 405kA2s","Bussmann: 170M6811D 700A, 690V, 320 kA2s","Bussmann: 170M6812D 800A, 690V, 490 kA2s","Bussmann: 170M6813D 900A, 690V, 720 kA2s","Bussmann: 170M6814D 1000A, 690V, 985 kA2s","Bussmann: 170M6892D 1100A, 690V, 1400 kA2s","Bussmann: 170M8554D 1250A, 690V, 2150 kA2s","Bussmann: 170M8555D 1400A, 690V,2700 kA2s","Bussmann: 170M8556D 1500A, 690V,3350 kA2s","Bussmann: 170M8557D 1600A, 690V,4150 kA2s","Bussmann: JJS-3 3A, 600V","Bussmann: JJS-6 6A, 600V","Bussmann: JJS-10 10A, 600V","Bussmann: JJS-15 15A, 600V","Bussmann: JJS-20 20A, 600V","Bussmann: JJS-25 25A, 600V","Bussmann: JJS-30 30A, 600V","Bussmann: JJS-35 35A, 600V","Bussmann: JJS-40 40A, 600V","Bussmann: JJS-50 50A, 600V","Bussmann: JJS-60 60A, 600V","Bussmann: JJS-80 80A, 600V","Bussmann: JJS-90 90A, 600V","Bussmann: JJS-100 100A, 600V","Bussmann: JJS-110 110A, 600V","Bussmann: JJS-125 125A, 600V","Bussmann: JJS-150 150A, 600V","Bussmann:  JJS-200 200A, 600V","Bussmann: JJS-225 225A, 600V","Bussmann: JJS-250 250A, 600V","Bussmann: JJS-300 300A, 600V","Bussmann: JJS-350 350A, 600V","Bussmann: JJS-400 400A, 600V","Bussmann: JJS-500 500A, 600V","Bussmann: JJS-600 600A, 600V","Ferraz: A4BY800    800A, 600V ","Ferraz: A4BY900    900A, 600V ","Ferraz: A4BY1000    1000A, 600V ","ABB: S 203P-Z 10 (prospective SC current 25kA)","ABB: S 203P-B/C/Z 10 (prospective SC current 20kA)","ABB: S 203P-Z 16 (prospective SC current 25kA)","ABB: S 203P-B/C/Z 16 (prospective SC current 20kA)","ABB: S 203P-Z 20 (prospective SC current 25kA)","ABB: S 203P-B/C/Z 20 (prospective SC current 20kA)","ABB: S 203P-Z 25 (prospective SC current 25kA)","ABB: S 203P-B/C/Z 25 (prospective SC current 20kA)","ABB: S 203P-Z 32 (prospective SC current 15kA)","ABB: S 203P-B/C/Z 32 (prospective SC current 12kA)","ABB: S 203P-Z 40 (prospective SC current 15kA)","ABB: S 203P-B/C/Z 40 (prospective SC current 12kA)","ABB: S 203P-Z 50 (prospective SC current 15kA)","ABB: S 203P-B/C/Z 50 (prospective SC current 12kA)","ABB: S 203 M/P-B/C 50 (prospective SC current 5kA)","ABB: S 203 M/P-B/C 63 (prospective SC current 5kA)","ABB: S 803 S-B/C 6 (prospective SC current 10kA)","ABB: S 803 S-B/C 10 (prospective SC current 10kA)","ABB: S 803 S-B/C 13 (prospective SC current 10kA)","ABB: S 803 S-B/C 20 (prospective SC current 10kA, >500V 4kA)","ABB: S 803 S-B/C 25 (prospective SC current 10kA, >500V 4kA)","ABB: S 803 S-B/C 32 (prospective SC current 10kA, >500V 4kA)","ABB: S 803 S-B/C 50 (prospective SC current 10kA, >500V 4kA)","ABB: S 803 S-B/C 63 (prospective SC current 10kA, >500V 4kA)","ABB: S 803 S-B/C 75 (prospective SC current 10kA)","ABB: S 803 S-B/C 80 (prospective SC current 10kA, >500V 4kA)","ABB: S 803 S-B/C 125 (prospective SC current 10kA, >500V 3kA)","No miniature breaker for this drive. Select molded case breaker.","ABB: 1SDA067914R1 (XT2 L 160 Ekip LS/I In=10 3p F F) \n500V: Prospective SC current 65kA\n>500V Prospective SC current 18kA","ABB: 1SDA067915R1 (XT2 L 160 Ekip LS/I In=25 3p F F)\n500V: Prospective SC current 65kA\n>500V Prospective SC current 18kA","ABB: 1SDA067916R1 (XT2 L 160 Ekip LS/I In=63 3p F F)\n500V: Prospective SC current 65kA\n>500V Prospective SC current 18kA","ABB: 1SDA067917R1 (XT2 L 160 Ekip LS/I In=100 3p F F)\n500V: Prospective SC current 65kA\n>500V Prospective SC current 18kA","ABB: 1SDA067918R1 (XT2 L 160 Ekip LS/I In=160 3p F F)\nProspective SC current 65kA\n\n","ABB: 1SDA068555R1 (XT4 L 250 Ekip LS/I In=250 3p F F)\nProspective SC current 65kA\n","ABB: 1SDA054069R1 (T4 L 250 PR221DS-LS/I In=100 3p F F)\n500V: Prospective SC current 65kA\n>500V Prospective SC current 35kA","ABB: 1SDA054070R1 (T4 L 250 PR221DS-LS/I In=160 3p F F)\n500V: Prospective SC current 65kA\n>500V Prospective SC current 35kA","ABB: 1SDA054071R1 (T4 L 250 PR221DS-LS/I In=250 3p F F)\n500V: Prospective SC current 65kA\n>500V Prospective SC current 35kA","ABB: 1SDA054141R1 (T4 L 320 PR221DS-LS/I In=320 3p F F)\nProspective SC current 65kA\n","ABB: 1SDA054365R1 (T5 L 400 PR221DS-LS/I In=400 3p F F)\nProspective SC current 65kA","ABB: 1SDA054420R1 (T5 L 630 PR221DS-LS/I In=630 3p F F)\nProspective SC current 65kA","ABB: 1SDA054412R1 (T5H 630 PR221DS-LS/I In=630 3p F F)","ABB: 1SDA069428R1 (T6V 800 PR221DS-LS/I In=800 3p F F)","ABB: 1SDA062770R1 (T7H 1000 PR231/P LS/I In=1000A 3p F F)","No Moulded case circuit breaker for this drive. Select miniature circuit breaker.","ABB: OT16F3_ (750V,16A)","ABB: OT25F3_ (750V,25A)","ABB: OT63F3_ (750V, 63A)","ABB: OT100F_ (750V, 100A)","ABB: OT160EV_ (1000V, 160A)","ABB: OT250E_ (1000V, 250A)","ABB: OT400E_ (1000V, 400A)","ABB: OT630E_ (1000V, 630A)","ABB: OT16F3_ (750V,16A)","ABB: OT25F3_ (750V,25A)","ABB: OT63F3_ (750V, 63A)","ABB: OT100F_ (750V, 100A)","ABB: OT200U_ (1000V, 200A)","ABB: OT250E_ (1000V, 250A)","ABB: OT400U_ (1000V, 400A)","ABB: OT600U_ (1000V, 600A)","ABB: AF09-30-22-13 (25A,1000V 100-250V/50-60Hz)","ABB: AF12-30-22-13 (28A,1000V 100-250V/50-60Hz)","ABB: AF16-30-22-13 (30A,1000V 100-250V/50-60Hz)","ABB: AF26-30-22-13 (45A,1000V 100-250V/50-60Hz)","ABB: AF30-30-22-13 (50A,1000V 100-250V/50-60Hz)","ABB: AF50-30-22-70 (100A,1000V 100-250V/50-60Hz)","ABB: AF63-30-22-70 (115A,1000V 100-250V/50-60Hz)","ABB: AF75-30-22-70 (125A,1000V 100-250V/50-60Hz)","ABB: AF95-30-22-70 (145A,1000V 100-250V/50-60Hz)","ABB: AF110-30-22-70 (160A,1000V 100-250V/50-60Hz)","ABB: AF145-30-22-70 (250A,1000V 100-250V/50-60Hz)","ABB: AF185-30-22-70 (275A,1000V 100-250V/50-60Hz)","ABB: AF210-30-22-70 (350A,1000V 100-250V/50-60Hz)","ABB: AF260-30-22-70 (400A,1000V 100-250V/50-60Hz)","ABB: AF300-30-22-70 (500A,1000V 100-250V/50-60Hz)","ABB: AF400-30-22-70 (600A,1000V 100-250V/50-60Hz)","ABB: AF460-30-22-70 (700A,1000V 100-250V/50-60Hz)","ABB: AF580-30-22-70 (800A,1000V 100-250V/50-60Hz)","ABB: AF750-30-22-70 (1050A,1000V 100-250V/50-60Hz)","ABB Drives: JBR-01","Danotherm: CBH 360 C T 406 210R","Danotherm: CBR-V 330 D T 406 78R UL","Danotherm: CBR-V 560 D HT 406 39R UL","Danotherm: CBT-H 560 D HT 406 19R","Danotherm: CBT-H 760 D HT 406 16R","BRK-D brake chopper with internal brake resistor","ABB Drives: SACE08RE44","ABB Drives: SACE15RE22","ABB Drives: SACE15RE13","ABB Drives: SAFUR90F575","ABB Drives: SAFUR90F575","ABB Drives: SAFUR80F500","ABB Drives: SAFUR125F500","ABB Drives: SAFUR125F500","ABB Drives: SAFUR200F500","ABB Drives: SAFUR210F575","ABB Drives: SAFUR125F500","ABB Drives: SAFUR200F500","ABB Drives: SAFUR210F575","ABB Drives: NOCH0016-60","ABB Drives: NOCH0030-60","ABB Drives: NOCH0070-60","ABB Drives: NOCH0120-60","ABB Drives: FOCH0260-70","ABB Drives: FOCH0320-50","ABB Drives: FOCH0610-70","ABB Drives: FOCH0875-70","ABB Drives: NOCH0016-62","ABB Drives: NOCH0030-62","ABB Drives: NOCH0070-62","ABB Drives: NOCH0120-62","ABB Drives: NOCH0016-65","ABB Drives: NOCH0030-65","ABB Drives: NOCH0070-65","ABB Drives: NOCH0120-65"]
[null,"Frame",null,null,null,"230/115","230/115","230/115","230/115","230/115","230/115","230/115","230/115","230/115","230/115","230/115","230/115","230/115","230/115","230/115","230/115","230/115","230/115","230/115","230/115","230/115","230/115","230/115","230/115","230/115","230/115","230/115","230/115","230/115","230/115","230/115","230/115","230/115","230/115","230/115","230/115","230/115","230/115","230/115","230/115","230/115","230/115","230/115","230/115","230/115","230/115","230/115","230/115","230/115","230/115","230/115","230/115","230/115","230/115","230/115","230/115","230/115","230/115","230/115","230/115","230/115","230/115","230/115","230/115","230/115","230/115","230/115","230/115","230/115","230/115","230/115","230/115","230/115","230/115","230/115","230/115","230/115","230/115","230/115","230/115","230/115","230/115","230/115","230/115","230/115","230/115","230/115","230/115","230/115","230/115","230/115","230/115","230/115","230/115","230/115","230/115","230/115","230/115","230/115","230/115","230/115","230/115","230/115","230/115","230/115","230/115","230/115","230/115","230/115","230/115","230/115","230/115","230/115","230/115","230/115","230/115","230/115","230/115","230/115","230/115","230/115","230/115","230/115","230/115","230/115","230/115","230/115","230/115","230/115","230/115","230/115","230/115","230/115","230/115","230/115","230/115",null,null,null,"230/115","230/115","230/115","230/115","230/115","230/115","230/115","230/115","230/115","230/115","230/115","230/115","230/115","230/115","230/115","230/115","230/115","230/115","230/115","230/115","230/115","230/115","230/115","230/115","230/115","230/115","230/115","230/115","230/115","230/115","230/115","230/115","230/115","230/115","230/115","230/115","230/115","230/115","230/115","230/115","230/115","230/115","230/115","230/115","230/115","230/115","230/115","230/115","230/115","230/115","230/115","230/115","230/115","230/115","230/115","230/115","230/115","230/115","230/115","230/115","230/115","230/115","230/115","230/116","230/115","230/115","230/115","230/115","230/115","230/115","230/115","230/115"]
[null,null,null,null,"Part number ->",null,null,null,null,null,null,null,null,null,null,null,null,null,null,null,null,null,null,null,null,null,null,null,null,null,null,null,null,null,null,null,null,null,null,"Select aR Fuses",null,null,null,null,null,null,null,null,null,null,null,null,null,null,null,null,null,null,null,null,null,null,null,null,null,null,null,null,null,null,null,null,null,"UN = 440....480 V","UN = 440....480 V","UN = 440....480 V","UN = 440....480 V","UN = 440....480 V","UN = 440....480 V","UN = 440....480 V","UN = 440....480 V","UN = 440....480 V","UN = 440....480 V","UN = 440....480 V","UN = 440....480 V","UN = 440....480 V","UN = 440....480 V","UN = 440....480 V","UN = 440....480 V","UN = 440....480 V","UN = 440....480 V","UN = 440....480 V","UN = 440....480 V","UN = 440....480 V","UN = 440....480 V","UN = 440....480 V","UN = 440....480 V","UN = 440....480 V","UN = 440....480 V","UN = 440....480 V","UN = 440....480 V",null,null,null,null,null,null,null,null,null,null,null,null,null,null,null,null,null,null,null,null,null,null,null,null,null,null,null,null,null,null,null,null,null,null,"*) Alternative option","*) Alternative option","*) Alternative option",null,null,null,null,null,null,null,null,null,null,null,null,null,null,null,null,null,null,null,null,null,null,null,"≤40 °C","≤40 °C","≤40 °C","≤40 °C","≤40 °C","≤40 °C","≤40 °C","≤40 °C","≤40 °C","≤40 °C","≤40 °C","≤40 °C","≤40 °C","≤40 °C","≤40 °C","≤40 °C","≤40 °C","≤40 °C","≤40 °C","Connected in series","No external brake chopper needed","No external brake chopper needed","No external brake chopper needed","No external brake chopper needed","No external brake chopper needed",null,null,null,null,null,"Connected in series","(with code +D150)","(with code +D150)","+ NBRA-658 brake chopper","+ NBRA-658 brake chopper","+ NBRA-658 brake chopper","+ NBRA-658 brake chopper","+ NBRA-659 brake chopper","+ NBRA-658 brake chopper"]
[]
[]
[]
["ACQ580-01-03A3-4","R0",3.3,null,null,null,3,null,null,null,null,null,null,null,null,null,null,null,null,null,null,null,null,null,null,null,null,null,null,null,null,null,null,null,null,null,null,null,null,null,null,null,3,null,null,null,null,null,null,null,null,null,null,null,null,null,null,null,null,null,null,null,null,null,null,null,null,null,null,null,null,null,null,null,3,null,null,null,null,null,null,null,null,null,null,null,null,null,null,null,null,null,null,null,null,null,null,null,null,null,null,null,1,null,null,null,null,null,null,null,null,null,null,null,null,null,null,null,null,null,null,null,null,null,null,null,null,null,null,null,null,null,null,null,null,null,null,null,null,null,null,null,null,null,"x",1,null,null,null,null,null,null,null,1,null,null,null,null,null,null,null,1,null,null,null,null,null,null,null,null,null,null,null,null,null,null,null,null,null,null,null,1,null,null,null,null,null,null,null,null,null,null,null,null,null,null,null,null,null,null,1,null,null,null,null,null,null,null,1,null,null,null,1]
["ACQ580-01-04A0-4","R0",4,null,null,null,3,null,null,null,null,null,null,null,null,null,null,null,null,null,null,null,null,null,null,null,null,null,null,null,null,null,null,null,null,null,null,null,null,null,null,null,3,null,null,null,null,null,null,null,null,null,null,null,null,null,null,null,null,null,null,null,null,null,null,null,null,null,null,null,null,null,null,null,3,null,null,null,null,null,null,null,null,null,null,null,null,null,null,null,null,null,null,null,null,null,null,null,null,null,null,null,1,null,null,null,null,null,null,null,null,null,null,null,null,null,null,null,null,null,null,null,null,null,null,null,null,null,null,null,null,null,null,null,null,null,null,null,null,null,null,null,null,null,"x",1,null,null,null,null,null,null,null,1,null,null,null,null,null,null,null,1,null,null,null,null,null,null,null,null,null,null,null,null,null,null,null,null,null,null,null,1,null,null,null,null,null,null,null,null,null,null,null,null,null,null,null,null,null,null,1,null,null,null,null,null,null,null,1,null,null,null,1]
["ACQ580-01-05A6-4","R0",5.6,null,null,null,null,3,null,null,null,null,null,null,null,null,null,null,null,null,null,null,null,null,null,null,null,null,null,null,null,null,null,null,null,null,null,null,null,null,null,null,3,null,null,null,null,null,null,null,null,null,null,null,null,null,null,null,null,null,null,null,null,null,null,null,null,null,null,null,null,null,null,null,null,3,null,null,null,null,null,null,null,null,null,null,null,null,null,null,null,null,null,null,null,null,null,null,null,null,null,null,1,null,null,null,null,null,null,null,null,null,null,null,null,null,null,null,null,null,null,null,null,null,null,null,null,null,null,null,null,null,null,null,null,null,null,null,null,null,null,null,null,null,"x",1,null,null,null,null,null,null,null,1,null,null,null,null,null,null,null,1,null,null,null,null,null,null,null,null,null,null,null,null,null,null,null,null,null,null,null,1,null,null,null,null,null,null,null,null,null,null,null,null,null,null,null,null,null,null,1,null,null,null,null,null,null,null,1,null,null,null,1]
["ACQ580-01-07A2-4","R1",7.2,null,null,null,null,3,null,null,null,null,null,null,null,null,null,null,null,null,null,null,null,null,null,null,null,null,null,null,null,null,null,null,null,null,null,null,null,null,null,null,3,null,null,null,null,null,null,null,null,null,null,null,null,null,null,null,null,null,null,null,null,null,null,null,null,null,null,null,null,null,null,null,null,3,null,null,null,null,null,null,null,null,null,null,null,null,null,null,null,null,null,null,null,null,null,null,null,null,null,null,1,null,null,null,null,null,null,null,null,null,null,null,null,null,null,null,null,null,null,null,null,null,null,null,null,null,null,null,null,null,null,null,null,null,null,null,null,null,null,null,null,null,"x",1,null,null,null,null,null,null,null,1,null,null,null,null,null,null,null,1,null,null,null,null,null,null,null,null,null,null,null,null,null,null,null,null,null,null,null,null,1,null,null,null,null,null,null,null,null,null,null,null,null,null,null,null,null,null,1,null,null,null,null,null,null,null,1,null,null,null,1]
["ACQ580-01-09A4-4","R1",9.4,null,null,null,null,null,3,null,null,null,null,null,null,null,null,null,null,null,null,null,null,null,null,null,null,null,null,null,null,null,null,null,null,null,null,null,null,null,null,null,3,null,null,null,null,null,null,null,null,null,null,null,null,null,null,null,null,null,null,null,null,null,null,null,null,null,null,null,null,null,null,null,null,null,3,null,null,null,null,null,null,null,null,null,null,null,null,null,null,null,null,null,null,null,null,null,null,null,null,null,1,null,null,null,null,null,null,null,null,null,null,null,null,null,null,null,null,null,null,null,null,null,null,null,null,null,null,null,null,null,null,null,null,null,null,null,null,null,null,null,null,null,"x",1,null,null,null,null,null,null,null,1,null,null,null,null,null,null,null,1,null,null,null,null,null,null,null,null,null,null,null,null,null,null,null,null,null,null,null,null,1,null,null,null,null,null,null,null,null,null,null,null,null,null,null,null,null,null,1,null,null,null,null,null,null,null,1,null,null,null,1]
["ACQ580-01-12A6-4","R1",12.6,null,null,null,null,null,3,null,null,null,null,null,null,null,null,null,null,null,null,null,null,null,null,null,null,null,null,null,null,null,null,null,null,null,null,null,null,null,null,null,3,null,null,null,null,null,null,null,null,null,null,null,null,null,null,null,null,null,null,null,null,null,null,null,null,null,null,null,null,null,null,null,null,null,null,3,null,null,null,null,null,null,null,null,null,null,null,null,null,null,null,null,null,null,null,null,null,null,null,null,null,null,1,null,null,null,null,null,null,null,null,null,null,null,null,null,null,null,null,null,null,null,null,null,null,null,null,null,null,null,null,null,null,null,null,null,null,null,null,null,null,null,"x",1,null,null,null,null,null,null,null,1,null,null,null,null,null,null,null,1,null,null,null,null,null,null,null,null,null,null,null,null,null,null,null,null,null,null,null,null,1,null,null,null,null,null,null,null,null,null,null,null,null,null,null,null,null,null,1,null,null,null,null,null,null,null,1,null,null,null,1]
["ACQ580-01-017A-4","R2",17,null,null,null,null,null,null,3,null,null,null,null,null,null,null,null,null,null,null,null,null,null,null,null,null,null,null,null,null,null,null,null,null,null,null,null,null,null,null,null,null,null,3,null,null,null,null,null,null,null,null,null,null,null,null,null,null,null,null,null,null,null,null,null,null,null,null,null,null,null,null,null,null,null,null,null,3,null,null,null,null,null,null,null,null,null,null,null,null,null,null,null,null,null,null,null,null,null,null,null,null,null,null,null,1,null,null,null,null,null,null,null,null,null,null,null,null,null,null,null,null,null,null,null,null,null,null,null,null,null,null,null,null,null,null,null,null,null,null,null,null,null,"x",null,1,null,null,null,null,null,null,null,1,null,null,null,null,null,null,1,null,null,null,null,null,null,null,null,null,null,null,null,null,null,null,null,null,null,null,null,null,1,null,null,null,null,null,null,null,null,null,null,null,null,null,null,null,null,null,1,null,null,null,null,null,null,null,1,null,null,null,1]
["ACQ580-01-025A-4","R2",25,null,null,null,null,null,null,null,3,null,null,null,null,null,null,null,null,null,null,null,null,null,null,null,null,null,null,null,null,null,null,null,null,null,null,null,null,null,null,null,null,null,3,null,null,null,null,null,null,null,null,null,null,null,null,null,null,null,null,null,null,null,null,null,null,null,null,null,null,null,null,null,null,null,null,null,null,null,3,null,null,null,null,null,null,null,null,null,null,null,null,null,null,null,null,null,null,null,null,null,null,null,null,null,null,null,1,null,null,null,null,null,null,null,null,null,null,null,null,null,null,null,null,null,null,null,null,null,null,null,null,null,null,null,null,null,null,null,null,null,null,null,"x",null,1,null,null,null,null,null,null,null,1,null,null,null,null,null,null,null,1,null,null,null,null,null,null,null,null,null,null,null,null,null,null,null,null,null,null,null,null,1,null,null,null,null,null,null,null,null,null,null,null,null,null,null,null,null,null,1,null,null,null,null,null,null,null,1,null,null,null,1]
["ACQ580-01-032A-4","R3",32,null,null,null,null,null,null,null,null,3,null,null,null,null,null,null,null,null,null,null,null,null,null,null,null,null,null,null,null,null,null,null,null,null,null,null,null,null,null,null,null,null,null,null,3,null,null,null,null,null,null,null,null,null,null,null,null,null,null,null,null,null,null,null,null,null,null,null,null,null,null,null,null,null,null,null,null,null,null,3,null,null,null,null,null,null,null,null,null,null,null,null,null,null,null,null,null,null,null,null,null,null,null,null,null,null,null,null,1,null,null,null,null,null,null,null,null,null,null,null,null,null,null,null,null,null,null,null,null,null,null,null,null,null,null,null,null,null,null,null,null,null,"x",null,null,1,null,null,null,null,null,null,null,1,null,null,null,null,null,null,null,null,1,null,null,null,null,null,null,null,null,null,null,null,null,null,null,null,null,null,null,null,1,null,null,null,null,null,null,null,null,null,null,null,null,null,null,null,null,null,1,null,null,null,null,null,null,null,1,null,null,null,1]
["ACQ580-01-038A-4","R3",38,null,null,null,null,null,null,null,null,null,3,null,null,null,null,null,null,null,null,null,null,null,null,null,null,null,null,null,null,null,null,null,null,null,null,null,null,null,null,null,null,null,null,null,3,null,null,null,null,null,null,null,null,null,null,null,null,null,null,null,null,null,null,null,null,null,null,null,null,null,null,null,null,null,null,null,null,null,null,null,3,null,null,null,null,null,null,null,null,null,null,null,null,null,null,null,null,null,null,null,null,null,null,null,null,null,null,null,null,null,1,null,null,null,null,null,null,null,null,null,null,null,null,null,null,null,null,null,null,null,null,null,null,null,null,null,null,null,null,null,null,null,"x",null,null,1,null,null,null,null,null,null,null,1,null,null,null,null,null,null,null,null,null,null,1,null,null,null,null,null,null,null,null,null,null,null,null,null,null,null,null,null,null,1,null,null,null,null,null,null,null,null,null,null,null,null,null,null,null,null,1,null,null,null,null,null,null,null,1,null,null,null,1]
["ACQ580-01-045A-4","R3",45,null,null,null,null,null,null,null,null,null,null,3,null,null,null,null,null,null,null,null,null,null,null,null,null,null,null,null,null,null,null,null,null,null,null,null,null,null,null,null,null,null,null,null,null,3,null,null,null,null,null,null,null,null,null,null,null,null,null,null,null,null,null,null,null,null,null,null,null,null,null,null,null,null,null,null,null,null,null,null,null,3,null,null,null,null,null,null,null,null,null,null,null,null,null,null,null,null,null,null,null,null,null,null,null,null,null,null,null,null,null,null,1,null,null,null,null,null,null,null,null,null,null,null,null,null,null,null,null,null,null,null,null,null,null,null,null,null,null,null,null,null,"x",null,null,1,null,null,null,null,null,null,null,1,null,null,null,null,null,null,null,null,null,null,1,null,null,null,null,null,null,null,null,null,null,null,null,null,null,null,null,null,null,1,null,null,null,null,null,null,null,null,null,null,null,null,null,null,null,null,1,null,null,null,null,null,null,null,1,null,null,null,1]
["ACQ580-01-061A-4","R5",61,null,null,null,null,null,null,null,null,null,null,null,3,null,null,null,null,null,null,null,null,null,null,null,null,null,null,null,null,null,null,null,null,null,null,null,null,null,null,null,null,null,null,null,null,null,3,null,null,null,null,null,null,null,null,null,null,null,null,null,null,null,null,null,null,null,null,null,null,null,null,null,null,null,null,null,null,null,null,null,null,null,3,null,null,null,null,null,null,null,null,null,null,null,null,null,null,null,null,null,null,null,null,null,null,null,null,null,null,null,null,null,null,null,null,null,null,null,null,null,null,null,null,1,null,null,null,null,null,null,null,null,null,null,null,null,null,null,null,null,null,null,"x",null,null,null,1,null,null,null,null,null,null,null,1,null,null,null,null,null,null,null,null,null,1,null,null,null,null,null,null,null,null,null,null,null,null,null,null,null,null,null,null,null,1,null,null,null,null,null,null,null,null,null,null,null,null,null,null,null,1,null,null,null,null,null,null,null,1,null,null,null,1]
["ACQ580-01-072A-4","R5",72,null,null,null,null,null,null,null,null,null,null,null,null,3,null,null,null,null,null,null,null,null,null,null,null,null,null,null,null,null,null,null,null,null,null,null,null,null,null,null,null,null,null,null,null,null,null,3,null,null,null,null,null,null,null,null,null,null,null,null,null,null,null,null,null,null,null,null,null,null,null,null,null,null,null,null,null,null,null,null,null,null,null,3,null,null,null,null,null,null,null,null,null,null,null,null,null,null,null,null,null,null,null,null,null,null,null,null,null,null,null,null,null,null,null,null,null,null,null,null,null,null,null,null,null,null,"x",null,null,null,null,1,null,null,null,null,null,null,null,null,null,null,null,null,null,null,1,null,null,null,null,null,null,null,1,null,null,null,null,null,null,null,null,null,1,null,null,null,null,null,null,null,null,null,null,null,null,null,null,null,null,null,null,null,1,null,null,null,null,null,null,null,null,null,null,null,null,null,null,null,null,1,null,null,null,null,null,null,null,1,null,null,null,1]
["ACQ580-01-087A-4","R5",87,null,null,null,null,null,null,null,null,null,null,null,null,3,null,null,null,null,null,null,null,null,null,null,null,null,null,null,null,null,null,null,null,null,null,null,null,null,null,null,null,null,null,null,null,null,null,null,3,null,null,null,null,null,null,null,null,null,null,null,null,null,null,null,null,null,null,null,null,null,null,null,null,null,null,null,null,null,null,null,null,null,null,null,null,3,null,null,null,null,null,null,null,null,null,null,null,null,null,null,null,null,null,null,null,null,null,null,null,null,null,null,null,null,null,null,null,null,null,null,null,null,null,null,null,null,"x",null,null,null,null,1,null,null,null,null,null,null,null,null,null,null,null,null,null,null,null,1,null,null,null,null,null,null,null,1,null,null,null,null,null,null,null,null,null,1,null,null,null,null,null,null,null,null,null,null,null,null,null,null,null,null,null,null,1,null,null,null,null,null,null,null,null,null,null,null,null,null,null,null,null,1,null,null,null,null,null,null,null,1,null,null,null,1]
["ACQ580-01-105A-4","R6",105,null,null,null,null,null,null,null,null,null,null,null,null,null,3,null,null,null,null,null,null,null,null,null,null,null,null,null,null,null,null,null,null,null,null,null,null,null,null,null,null,null,null,null,null,null,null,null,null,null,null,3,null,null,null,null,null,null,null,null,null,null,null,null,null,null,null,null,null,null,null,null,null,null,null,null,null,null,null,null,null,null,null,null,null,null,null,3,null,null,null,null,null,null,null,null,null,null,null,null,null,null,null,null,null,null,null,null,null,null,null,null,null,null,null,null,null,null,null,null,null,null,null,null,null,null,"x",null,null,null,null,null,1,null,null,null,null,null,null,null,null,null,null,null,null,null,null,1,null,null,null,null,null,null,null,1,null,null,null,null,null,null,null,null,null,null,null,null,null,1,null,null,null,null,null,null,null,null,null,null,null,null,null,null,null,null,null,null,null,null,null,null,1,null,null,null,null,null,null,null,null,1,null,null,null,null,null,null,null,1,null,null,null,1]
["ACQ580-01-145A-4","R6",145,null,null,null,null,null,null,null,null,null,null,null,null,null,null,3,null,null,null,null,null,null,null,null,null,null,null,null,null,null,null,null,null,null,null,null,null,null,null,null,null,null,null,null,null,null,null,null,null,null,null,null,3,null,null,null,null,null,null,null,null,null,null,null,null,null,null,null,null,null,null,null,null,null,null,null,null,null,null,null,null,null,null,null,null,null,null,null,3,null,null,null,null,null,null,null,null,null,null,null,null,null,null,null,null,null,null,null,null,null,null,null,null,null,null,null,null,null,null,null,null,null,null,null,null,null,"x",null,null,null,null,null,1,null,null,null,null,null,null,null,null,null,null,null,null,null,null,1,null,null,null,null,null,null,null,1,null,null,null,null,null,null,null,null,null,null,null,null,null,1,null,null,null,null,null,null,null,null,null,null,null,null,null,null,null,null,null,null,null,null,null,null,1,null,null,null,null,null,null,null,null,null,1]
["ACQ580-01-169A-4","R7",169,null,null,null,null,null,null,null,null,null,null,null,null,null,null,null,null,3,null,null,null,null,null,null,null,null,null,null,null,null,null,null,null,null,null,null,null,null,null,null,null,null,null,null,null,null,null,null,null,null,null,null,null,3,null,null,null,null,null,null,null,null,null,null,null,null,null,null,null,null,null,null,null,null,null,null,null,null,null,null,null,null,null,null,null,null,null,null,null,3,null,null,null,null,null,null,null,null,null,null,null,null,null,null,null,null,null,null,null,null,null,null,null,null,null,null,null,null,null,null,null,null,null,null,null,null,"x",null,null,null,null,null,1,null,null,null,null,null,null,null,null,null,null,null,null,null,null,null,1,null,null,null,null,null,null,null,null,1,null,null,null,null,null,null,null,null,null,null,null,1,null,null,null,null,null,null,null,null,null,null,null,null,null,null,null,null,null,null,null,null,null,null,null,1,null,null,null,null,null,null,null,null,1]
["ACQ580-01-206A-4","R7",206,null,null,null,null,null,null,null,null,null,null,null,null,null,null,null,null,null,3,null,null,null,null,null,null,null,null,null,null,null,null,null,null,null,null,null,null,null,null,null,null,null,null,null,null,null,null,null,null,null,null,null,null,null,3,null,null,null,null,null,null,null,null,null,null,null,null,null,null,null,null,null,null,null,null,null,null,null,null,null,null,null,null,null,null,null,null,null,null,null,null,3,null,null,null,null,null,null,null,null,null,null,null,null,null,null,null,null,null,null,null,null,null,null,null,null,null,null,null,null,null,null,null,null,null,null,"x",null,null,null,null,null,null,null,null,null,1,null,null,null,null,null,null,null,null,null,null,null,1,null,null,null,null,null,null,null,null,1,null,null,null,null,null,null,null,null,null,null,null,1,null,null,null,null,null,null,null,null,null,null,null,null,null,null,null,null,null,null,null,null,null,null,null,1,null,null,null,null,null,null,null,null,1]
["ACQ580-01-246A-4","R8",246,null,null,null,null,null,null,null,null,null,null,null,null,null,null,null,null,null,null,3,null,null,null,null,null,null,null,null,null,null,null,null,null,null,null,null,null,null,null,null,null,null,null,null,null,null,null,null,null,null,null,null,null,null,null,null,3,null,null,null,null,null,null,null,null,null,null,null,null,null,null,null,null,null,null,null,null,null,null,null,null,null,null,null,null,null,null,null,null,null,null,null,3,null,null,null,null,null,null,null,null,null,null,null,null,null,null,null,null,null,null,null,null,null,null,null,null,null,null,null,null,null,null,null,null,null,"x",null,null,null,null,null,null,null,null,null,null,1,null,null,null,null,null,null,null,null,null,null,null,1,null,null,null,null,null,null,null,1,null,null,null,null,null,null,null,null,null,null,null,null,null,null,1,null,null,null,null,null,null,null,null,null,null,null,null,null,null,null,null,null,null,null,2,null,null,null,null,null,null,null,null,null,1]
["ACQ580-01-293A-4","R8",293,null,null,null,null,null,null,null,null,null,null,null,null,null,null,null,null,null,null,null,null,3,null,null,null,null,null,null,null,null,null,null,null,null,null,null,null,null,null,null,null,null,null,null,null,null,null,null,null,null,null,null,null,null,null,null,null,3,null,null,null,null,null,null,null,null,null,null,null,null,null,null,null,null,null,null,null,null,null,null,null,null,null,null,null,null,null,null,null,null,null,null,null,3,null,null,null,null,null,null,null,null,null,null,null,null,null,null,null,null,null,null,null,null,null,null,null,null,null,null,null,null,null,null,null,null,"x",null,null,null,null,null,null,null,null,null,null,null,1,null,null,null,null,null,null,null,null,null,null,1,null,null,null,null,null,null,null,1,null,null,null,null,null,null,null,null,null,null,null,null,null,null,1,null,null,null,null,null,null,null,null,null,null,null,null,null,null,null,null,null,null,null,null,null,2,null,null,null,null,null,null,null,1]
["ACQ580-01-363A-4","R9",363,null,null,null,null,null,null,null,null,null,null,null,null,null,null,null,null,null,null,null,null,null,3,null,null,null,null,null,null,null,null,null,null,null,null,null,null,null,null,null,null,null,null,null,null,null,null,null,null,null,null,null,null,null,null,null,null,null,null,3,null,null,null,null,null,null,null,null,null,null,null,null,null,null,null,null,null,null,null,null,null,null,null,null,null,null,null,null,null,null,null,null,null,null,3,null,null,null,null,null,null,null,null,null,null,null,null,null,null,null,null,null,null,null,null,null,null,null,null,null,null,null,null,null,null,null,"x",null,null,null,null,null,null,null,null,null,null,null,1,null,null,null,null,null,null,null,null,null,null,null,1,null,null,null,null,null,null,null,1,null,null,null,null,null,null,null,null,null,null,null,null,null,null,null,1,null,null,null,null,null,null,null,null,null,null,null,null,null,null,null,null,null,null,null,null,null,2,null,null,null,null,null,null,1]
["ACQ580-01-430A-4","R9",430,null,null,null,null,null,null,null,null,null,null,null,null,null,null,null,null,null,null,null,null,null,null,"3",null,null,null,null,null,null,null,null,null,null,null,null,null,null,null,null,null,null,null,null,null,null,null,null,null,null,null,null,null,null,null,null,null,null,null,null,null,3,null,null,null,null,null,null,null,null,null,null,null,null,null,null,null,null,null,null,null,null,null,null,null,null,null,null,null,null,null,null,null,null,null,3,null,null,null,null,null,null,null,null,null,null,null,null,null,null,null,null,null,null,null,null,null,null,null,null,null,null,null,null,null,null,"x",null,null,null,null,null,null,null,null,null,null,null,1,null,null,null,null,null,null,null,null,null,null,null,1,null,null,null,null,null,null,null,1,null,null,null,null,null,null,null,null,null,null,null,null,null,null,null,1,null,null,null,null,null,null,null,null,null,null,null,null,null,null,null,null,null,null,null,null,null,2,null,null,null,null,null,null,1]